## Estimate Statement
Project: |  |  | A Remodel For The Mc Bride Residence | [10 empty] | Summary | Amount
Project Location: | [13 empty] | TOTAL COST | 1049877.081
Date: |  |  | 2023-07-19
Sr# | Drawing Ref. | Sub- Division Codes | Description | Quantity | Wastage | Qty. With Wastage | UOM | Unit Material Cost | Total Material Cost | Unit Labor Hrs. | Cost/Hr | Manhours | Total Labor Cost | TOTAL ITEM COST | TOTAL TRADE COST
|  |  | DIV.02 EXISTING CONDITIONS | [11 empty] | 16079.0561
[13 empty] | Labor/Hour | 40
Demolition Of Existing Items
1 |  |  | Remove & Reuse Existing Fence | 83.14 | 10% | 91.454 | LF | 0 | 0 | 0.133 | 40 | 12.1634 | 486.5353 | 486.5353
2 |  |  | Remove Entire Detached Art Studio | 1234 | 0% | 1234 | SF | 0 | 0 | 0.045 | 40 | 55.53 | 2221.2 | 2221.2
3 |  |  | Remove All Fixtures, Fittings And Cabinetry | 294 | 0% | 294 | SF | 0 | 0 | 0.0334 | 40 | 9.8196 | 392.784 | 392.784
4 |  |  | Patch, Repair & Seal Floor | 463 | 0% | 463 | SF | 0 | 0 | 0.05 | 40 | 23.15 | 926 | 926
5 |  |  | Remove Existing Hardscape Pavers & Driveway Pavers | 3907 | 0% | 3907 | SF | 0 | 0 | 0.04 | 40 | 156.28 | 6251.2 | 6251.2
6 |  |  | Demo & Remove Entire Breezway | 361 | 0% | 361 | SF | 0 | 0 | 0.05 | 40 | 18.05 | 722 | 722
7 |  |  | Demo & Remove Entire Covered Patio & Exterior Stairs | 1154 | 0% | 1154 | SF | 0 | 0 | 0.05 | 40 | 57.7 | 2308 | 2308
8 |  |  | Remove Masonary Site Wall As Shown. Salvage Brick As Best As Possible For Reuse | 155.98 | 0% | 155.98 | LF | 0 | 0 | 0.067 | 40 | 10.4507 | 418.0264 | 418.0264
9 |  |  | Remove Iron Fence & Reuse In New Location | 177.3 | 0% | 177.3 | LF | 0 | 0 | 0.133 | 40 | 23.5809 | 943.236 | 943.236
10 |  |  | Remove Wall | 200.11 | 0% | 200.11 | LF | 0 | 0 | 0.034 | 40 | 6.8037 | 272.1496 | 272.1496
11 |  |  | Remove Portion Of Exterior Wall For New Opening | 13.18 | 0% | 13.18 | LF | 0 | 0 | 0.034 | 40 | 0.44812 | 17.9248 | 17.9248
12 |  |  | Doos To Be Removed | 15 | 0% | 15 | EA | 0 | 0 | 1 | 40 | 15 | 600 | 600
13 |  |  | Windows To Be Removed | 7 | 0% | 7 | EA | 0 | 0 | 1 | 40 | 7 | 280 | 280
14 |  |  | Relocate Existing Pendant Light Fixture | 1 | 0% | 1 | EA | 0 | 0 | 1 | 40 | 1 | 40 | 40
15 |  |  | Remove All Exiting Fixtures, Fittings And Cabinetry | 5 | 0% | 5 | EA | 0 | 0 | 1 | 40 | 5 | 200 | 200
|  |  | DIV.03 CONCRETE | [11 empty] | 51454.1286
[13 empty] | Labor/Hour | 42
Cast-In Place Concrete
Concrete Wall Foundation
16 |  |  | Sd1/1, 16" X 24" Concrete Slab Mono Footing Reinforced With 2 #4 Continuous Bottom Bars & 1 #4 Top Bar | 143.53 |  |  | LF
17 |  |  | Excavation | 21.2637 | 0% | 21.2637 | CY | 0 | 0 | 0.78 | 42 | 16.5857 | 696.5989 | 696.5989
18 |  |  | Compact Exist. Subgrade | 287.06 | 0% | 287.06 | SF | 0 | 0 | 0.034 | 42 | 9.76 | 409.9217 | 409.9217
19 |  |  | Formwork | 574.12 | 8% | 620.0496 | SF | 1.5774 | 978.0662 | 0.0455 | 42 | 28.2123 | 1184.9148 | 2162.981
20 |  |  | Concrete, 3,500 Psi | 14.1723 | 5% | 14.8809 | CY | 463.66 | 6899.6649 | 1.85 | 42 | 27.5296 | 1156.2437 | 8055.9086
21 |  |  | Backfill, Select Borrow | 7.0914 | 0% | 7.0914 | CY | 0 | 0 | 0.7 | 42 | 4.964 | 208.4885 | 208.4885
22 |  |  | Hauling Of Excave. Soil | 14.1723 | 0% | 14.1723 | CY | 0 | 0 | 0.83 | 42 | 11.763 | 494.0449 | 494.0449
23 |  |  | Sd1/2, 16" X 24" Concrete Slab Mono Footing Reinforced With 2 #4 Continuous Bottom Bars & 1 #4 Top Bar | 9.42 |  |  | LF
24 |  |  | Excavation | 1.3956 | 0% | 1.3956 | CY | 0 | 0 | 0.78 | 42 | 1.0885 | 45.7184 | 45.7184
25 |  |  | Compact Exist. Subgrade | 18.84 | 0% | 18.84 | SF | 0 | 0 | 0.034 | 42 | 0.64056 | 26.9035 | 26.9035
26 |  |  | Formwork | 37.68 | 8% | 40.6944 | SF | 1.5774 | 64.1913 | 0.0455 | 42 | 1.8516 | 77.767 | 141.9583
27 |  |  | Concrete, 3,500 Psi | 0.93014 | 5% | 0.97664 | CY | 463.66 | 452.8311 | 1.85 | 42 | 1.8068 | 75.8853 | 528.7164
28 |  |  | Backfill, Select Borrow | 0.46542 | 0% | 0.46542 | CY | 0 | 0 | 0.7 | 42 | 0.32579 | 13.6833 | 13.6833
29 |  |  | Hauling Of Excave. Soil | 0.93014 | 0% | 0.93014 | CY | 0 | 0 | 0.83 | 42 | 0.77201 | 32.4246 | 32.4246
30 |  |  | Sd1/3, 16" X 24" Concrete Slab Mono Footing Reinforced With 2 #4 Continuous Bottom Bars | 13.21 |  |  | LF
31 |  |  | Excavation | 1.957 | 0% | 1.957 | CY | 0 | 0 | 0.78 | 42 | 1.5265 | 64.1125 | 64.1125
32 |  |  | Compact Exist. Subgrade | 26.42 | 0% | 26.42 | SF | 0 | 0 | 0.034 | 42 | 0.89828 | 37.7278 | 37.7278
33 |  |  | Formwork | 52.84 | 8% | 57.0672 | SF | 1.5774 | 90.0178 | 0.0455 | 42 | 2.5966 | 109.0554 | 199.0732
34 |  |  | Concrete, 3,500 Psi | 1.3044 | 5% | 1.3696 | CY | 463.66 | 635.0211 | 1.85 | 42 | 2.5337 | 106.4166 | 741.4377
35 |  |  | Backfill, Select Borrow | 0.65267 | 0% | 0.65267 | CY | 0 | 0 | 0.7 | 42 | 0.45687 | 19.1886 | 19.1886
36 |  |  | Hauling Of Excave. Soil | 1.3044 | 0% | 1.3044 | CY | 0 | 0 | 0.83 | 42 | 1.0826 | 45.4702 | 45.4702
37 |  |  | Sd1/3, 4" X 6" Concrete Wall Curb Reinforced With 1 #4 Continuous Bar | 13.21 |  |  | LF
38 |  |  | Formwork | 8.7979 | 8% | 9.5017 | SF | 1.5774 | 14.988 | 0.0455 | 42 | 0.43233 | 18.1577 | 33.1457
39 |  |  | Concrete, 3,500 Psi | 0.081462 | 5% | 0.085535 | CY | 463.66 | 39.659 | 1.85 | 42 | 0.15824 | 6.6461 | 46.3051
40 |  |  | Sd1/4, 8" X 4" Concrete Slab Thickened Edge Reinforced With 1 #4 Continuous Bar | 78.58 |  |  | LF
41 |  |  | Excavation | 0.96915 | 0% | 0.96915 | CY | 0 | 0 | 0.78 | 42 | 0.75594 | 31.7495 | 31.7495
42 |  |  | Compact Exist. Subgrade | 78.58 | 0% | 78.58 | SF | 0 | 0 | 0.034 | 42 | 2.6717 | 112.2122 | 112.2122
43 |  |  | Formwork | 52.3343 | 8% | 56.521 | SF | 1.5774 | 89.1563 | 0.0455 | 42 | 2.5717 | 108.0117 | 197.1679
44 |  |  | Concrete, 3,500 Psi | 0.64613 | 5% | 0.67844 | CY | 463.66 | 314.5661 | 1.85 | 42 | 1.2551 | 52.7149 | 367.281
45 |  |  | Backfill, Select Borrow | 0.32302 | 0% | 0.32302 | CY | 0 | 0 | 0.7 | 42 | 0.22611 | 9.4968 | 9.4968
46 |  |  | Hauling Of Excave. Soil | 0.64613 | 0% | 0.64613 | CY | 0 | 0 | 0.83 | 42 | 0.53629 | 22.5242 | 22.5242
47 |  |  | Sd1/5, 16" X 16" Concrete Slab Bearing Footing Reinforced With 2 #4 Continuous Bottom Bars | 27.8 |  |  | LF
48 |  |  | Excavation | 2.745 | 0% | 2.745 | CY | 0 | 0 | 0.78 | 42 | 2.1411 | 89.926 | 89.926
49 |  |  | Compact Exist. Subgrade | 55.6 | 0% | 55.6 | SF | 0 | 0 | 0.034 | 42 | 1.8904 | 79.3968 | 79.3968
50 |  |  | Formwork | 74.1148 | 8% | 80.044 | SF | 1.5774 | 126.2614 | 0.0455 | 42 | 3.642 | 152.9641 | 279.2254
51 |  |  | Concrete, 3,500 Psi | 1.8295 | 5% | 1.921 | CY | 463.66 | 890.6976 | 1.85 | 42 | 3.5539 | 149.2628 | 1039.9604
52 |  |  | Backfill, Select Borrow | 0.91546 | 0% | 0.91546 | CY | 0 | 0 | 0.7 | 42 | 0.64082 | 26.9144 | 26.9144
53 |  |  | Hauling Of Excave. Soil | 1.8295 | 0% | 1.8295 | CY | 0 | 0 | 0.83 | 42 | 1.5185 | 63.7777 | 63.7777
54 |  |  | Sd1/8, 8" X 4" Concrete Slab Step Footing Reinforced With 1 #4 Continuous Footing | 8.57 |  |  | LF
55 |  |  | Concrete, 3,500 Psi | 0.070468 | 5% | 0.073991 | CY | 463.66 | 34.3068 | 1.85 | 42 | 0.13688 | 5.7491 | 40.056
56 |  |  | Sd1/13, 16" X 18" Concrete Footing In Existing Slab Reinforced With 2 #4 Continuous Bars, Bottom | 8.23 |  |  | LF
57 |  |  | Excavation | 0.91444 | 0% | 0.91444 | CY | 0 | 0 | 0.78 | 42 | 0.71327 | 29.9572 | 29.9572
58 |  |  | Compact Exist. Subgrade | 16.46 | 0% | 16.46 | SF | 0 | 0 | 0.034 | 42 | 0.55964 | 23.5049 | 23.5049
59 |  |  | Formwork | 16.4559 | 8% | 17.7724 | SF | 1.5774 | 28.0341 | 0.0455 | 42 | 0.80864 | 33.963 | 61.9971
60 |  |  | Concrete, 3,500 Psi | 0.60948 | 5% | 0.63995 | CY | 463.66 | 296.7197 | 1.85 | 42 | 1.1839 | 49.7242 | 346.4439
61 |  |  | Backfill, Select Borrow | 0.30497 | 0% | 0.30497 | CY | 0 | 0 | 0.7 | 42 | 0.21348 | 8.966 | 8.966
62 |  |  | Hauling Of Excave. Soil | 0.60948 | 0% | 0.60948 | CY | 0 | 0 | 0.83 | 42 | 0.50587 | 21.2464 | 21.2464
63 |  |  | Sd1/18, 18" X 18" Concrete Continuous Footing Reinforced With 2 #4 Continuous Bars | 18.55 |  |  | LF
64 |  |  | Excavation | 2.0611 | 0% | 2.0611 | CY | 0 | 0 | 0.78 | 42 | 1.6077 | 67.522 | 67.522
65 |  |  | Compact Exist. Subgrade | 37.1 | 0% | 37.1 | SF | 0 | 0 | 0.034 | 42 | 1.2614 | 52.9788 | 52.9788
66 |  |  | Formwork | 41.7375 | 8% | 45.0765 | SF | 1.5774 | 71.1037 | 0.0455 | 42 | 2.051 | 86.1412 | 157.2449
67 |  |  | Concrete, 3,500 Psi | 1.5458 | 5% | 1.6231 | CY | 463.66 | 752.5781 | 1.85 | 42 | 3.0028 | 126.1168 | 878.695
68 |  |  | Backfill, Select Borrow | 0.51528 | 0% | 0.51528 | CY | 0 | 0 | 0.7 | 42 | 0.36069 | 15.1492 | 15.1492
69 |  |  | Hauling Of Excave. Soil | 1.5458 | 0% | 1.5458 | CY | 0 | 0 | 0.83 | 42 | 1.283 | 53.8877 | 53.8877
Concrete Pad Foundation
70 |  |  | Footing-1: 24" X 24" X 10" Concrete Pad Footing Reinforced With 3 #4 Bars Each Way | 8 |  |  | EA
71 |  |  | Excavation | 1.5431 | 0% | 1.5431 | CY | 0 | 0 | 0.78 | 42 | 1.2037 | 50.5535 | 50.5535
72 |  |  | Compact Exist. Subgrade | 32 | 0% | 32 | SF | 0 | 0 | 0.034 | 42 | 1.088 | 45.696 | 45.696
73 |  |  | Formwork | 128 | 8% | 138.24 | SF | 1.5774 | 218.0598 | 0.0455 | 42 | 6.2899 | 264.1766 | 482.2364
74 |  |  | Concrete, 3,500 Psi | 0.98761 | 5% | 1.037 | CY | 463.66 | 480.8134 | 1.85 | 42 | 1.9184 | 80.5746 | 561.3879
75 |  |  | Backfill, Select Borrow | 0.55553 | 0% | 0.55553 | CY | 0 | 0 | 0.7 | 42 | 0.38887 | 16.3327 | 16.3327
76 |  |  | Hauling Of Excave. Soil | 0.98761 | 0% | 0.98761 | CY | 0 | 0 | 0.83 | 42 | 0.81972 | 34.4283 | 34.4283
77 |  |  | Footing-2: 30" X 30" X 20" Concrete Pad Footing Reinforced With 4 #4 Bars Each Way | 2 |  |  | EA
78 |  |  | Excavation | 1.1111 | 0% | 1.1111 | CY | 0 | 0 | 0.78 | 42 | 0.86668 | 36.4007 | 36.4007
79 |  |  | Compact Exist. Subgrade | 18 | 0% | 18 | SF | 0 | 0 | 0.034 | 42 | 0.612 | 25.704 | 25.704
80 |  |  | Formwork | 48 | 8% | 51.84 | SF | 1.5774 | 81.7724 | 0.0455 | 42 | 2.3587 | 99.0662 | 180.8387
81 |  |  | Concrete, 3,500 Psi | 0.77162 | 5% | 0.8102 | CY | 463.66 | 375.658 | 1.85 | 42 | 1.4989 | 62.9526 | 438.6106
82 |  |  | Backfill, Select Borrow | 0.33951 | 0% | 0.33951 | CY | 0 | 0 | 0.7 | 42 | 0.23766 | 9.9817 | 9.9817
83 |  |  | Hauling Of Excave. Soil | 0.77162 | 0% | 0.77162 | CY | 0 | 0 | 0.83 | 42 | 0.64044 | 26.8987 | 26.8987
84 |  |  | Footing-3: 36" X 36" X 12" Concrete Pad Footing Reinforced With 4 #4 Bars Each Way | 4 |  |  | EA
85 |  |  | Excavation | 1.8148 | 0% | 1.8148 | CY | 0 | 0 | 0.78 | 42 | 1.4156 | 59.4533 | 59.4533
86 |  |  | Compact Exist. Subgrade | 49 | 0% | 49 | SF | 0 | 0 | 0.034 | 42 | 1.666 | 69.972 | 69.972
87 |  |  | Formwork | 96 | 8% | 103.68 | SF | 1.5774 | 163.5448 | 0.0455 | 42 | 4.7174 | 198.1325 | 361.6773
88 |  |  | Concrete, 3,500 Psi | 1.3333 | 5% | 1.4 | CY | 463.66 | 649.124 | 1.85 | 42 | 2.59 | 108.78 | 757.904
89 |  |  | Backfill, Select Borrow | 0.48148 | 0% | 0.48148 | CY | 0 | 0 | 0.7 | 42 | 0.33704 | 14.1556 | 14.1556
90 |  |  | Hauling Of Excave. Soil | 1.3333 | 0% | 1.3333 | CY | 0 | 0 | 0.83 | 42 | 1.1067 | 46.48 | 46.48
91 |  |  | Footing-4: 42" X 42" X 12" Concrete Pad Footing Reinforced With 5 #4 Bars Each Way | 4 |  |  | EA
92 |  |  | Excavation | 2.3704 | 0% | 2.3704 | CY | 0 | 0 | 0.78 | 42 | 1.8489 | 77.6533 | 77.6533
93 |  |  | Compact Exist. Subgrade | 64 | 0% | 64 | SF | 0 | 0 | 0.034 | 42 | 2.176 | 91.392 | 91.392
94 |  |  | Formwork | 112 | 8% | 120.96 | SF | 1.5774 | 190.8023 | 0.0455 | 42 | 5.5037 | 231.1546 | 421.9569
95 |  |  | Concrete, 3,500 Psi | 1.8148 | 5% | 1.9056 | CY | 463.66 | 883.5299 | 1.85 | 42 | 3.5253 | 148.0617 | 1031.5916
96 |  |  | Backfill, Select Borrow | 0.55556 | 0% | 0.55556 | CY | 0 | 0 | 0.7 | 42 | 0.38889 | 16.3333 | 16.3333
97 |  |  | Hauling Of Excave. Soil | 1.8148 | 0% | 1.8148 | CY | 0 | 0 | 0.83 | 42 | 1.5063 | 63.2644 | 63.2644
98 |  |  | Sd1/19, 3'-0" X 5'-6" X 10" Concrete Footing Reinforced With 4 #4 Bars Each Way, #3 Closed Ties @ 8" O.C | 1 |  |  | EA
99 |  |  | Excavation | 0.74071 | 0% | 0.74071 | CY | 0 | 0 | 0.78 | 42 | 0.57775 | 24.2657 | 24.2657
100 |  |  | Compact Exist. Subgrade | 22 | 0% | 22 | SF | 0 | 0 | 0.034 | 42 | 0.748 | 31.416 | 31.416
101 |  |  | Formwork | 14.1661 | 8% | 15.2994 | SF | 1.5774 | 24.1333 | 0.0455 | 42 | 0.69612 | 29.2371 | 53.3704
102 |  |  | Concrete, 3,500 Psi | 0.50924 | 5% | 0.5347 | CY | 463.66 | 247.9194 | 1.85 | 42 | 0.9892 | 41.5463 | 289.4656
103 |  |  | Backfill, Select Borrow | 0.23147 | 0% | 0.23147 | CY | 0 | 0 | 0.7 | 42 | 0.16203 | 6.8053 | 6.8053
104 |  |  | Hauling Of Excave. Soil | 0.50924 | 0% | 0.50924 | CY | 0 | 0 | 0.83 | 42 | 0.42267 | 17.7521 | 17.7521
105 |  |  | Sd1/19, 4'-0" X 6'-6" X 10" Concrete Footing Reinforced With 5 #4 Bars Each Way Bottom | 1 |  |  | EA
106 |  |  | Excavation | 1.0802 | 0% | 1.0802 | CY | 0 | 0 | 0.78 | 42 | 0.84256 | 35.3875 | 35.3875
107 |  |  | Compact Exist. Subgrade | 35 | 0% | 35 | SF | 0 | 0 | 0.034 | 42 | 1.19 | 49.98 | 49.98
108 |  |  | Formwork | 17.4993 | 8% | 18.8992 | SF | 1.5774 | 29.8117 | 0.0455 | 42 | 0.85992 | 36.1165 | 65.9281
109 |  |  | Concrete, 3,500 Psi | 0.80244 | 5% | 0.84256 | CY | 463.66 | 390.6609 | 1.85 | 42 | 1.5587 | 65.4668 | 456.1277
110 |  |  | Backfill, Select Borrow | 0.27777 | 0% | 0.27777 | CY | 0 | 0 | 0.7 | 42 | 0.19444 | 8.1663 | 8.1663
111 |  |  | Hauling Of Excave. Soil | 0.80244 | 0% | 0.80244 | CY | 0 | 0 | 0.83 | 42 | 0.66602 | 27.973 | 27.973
Concrete For Slab
112 |  |  | 4" Thick Concrete Slab Reinforced With W.W.F Over 6Mil Vapor Barrier Over 4" Thick Aggregate Base Course Over Compacted Grade | 1017 |  |  | SF
113 |  |  | Excavation | 12.543 | 0% | 12.543 | CY | 0 | 0 | 0.78 | 42 | 9.7835 | 410.9087 | 410.9087
114 |  |  | Compact Exist. Subgrade | 1017 | 0% | 1017 | SF | 0 | 0 | 0.034 | 42 | 34.578 | 1452.276 | 1452.276
115 |  |  | #3 Fine Gravel, 4" | 12.543 | 5% | 13.1701 | CY | 30.592 | 402.9012 | 1 | 42 | 13.1701 | 553.1463 | 956.0475
116 |  |  | Polyolefin Vapor Barrier | 1017 | 8% | 1098.36 | SF | 0.64052 | 703.5215 | 0.02 | 42 | 21.9672 | 922.6224 | 1626.1439
117 |  |  | Concrete, 4,000 Psi | 12.543 | 5% | 13.1701 | CY | 463.66 | 6106.4717 | 1.85 | 42 | 24.3648 | 1023.3207 | 7129.7924
118 |  |  | Trowel/ Float Finish | 1017 | 8% | 1098.36 | SF | 1.0325 | 1134.0347 | 0.03 | 42 | 32.9508 | 1383.9336 | 2517.9683
119 |  |  | 4" Thick Concrete Slab With Slope Reinforced With W.W.F Over 6Mil Vapor Barrier Over 4" Thick Aggregate Base Course Over Compacted Grade | 824 |  |  | SF
120 |  |  | Excavation | 10.1627 | 0% | 10.1627 | CY | 0 | 0 | 0.78 | 42 | 7.9269 | 332.929 | 332.929
121 |  |  | Compact Exist. Subgrade | 824 | 0% | 824 | SF | 0 | 0 | 0.034 | 42 | 28.016 | 1176.672 | 1176.672
122 |  |  | #3 Fine Gravel, 4" | 10.1627 | 5% | 10.6708 | CY | 30.592 | 326.4411 | 1 | 42 | 10.6708 | 448.1736 | 774.6147
123 |  |  | Polyolefin Vapor Barrier | 824 | 8% | 889.92 | SF | 0.64052 | 570.0116 | 0.02 | 42 | 17.7984 | 747.5328 | 1317.5444
124 |  |  | Concrete, 4,000 Psi | 10.1627 | 5% | 10.6708 | CY | 463.66 | 4947.6231 | 1.85 | 42 | 19.741 | 829.1212 | 5776.7443
125 |  |  | Trowel/ Float Finish | 824 | 8% | 889.92 | SF | 1.0325 | 918.8246 | 0.03 | 42 | 26.6976 | 1121.2992 | 2040.1238
Epoxy Grouting
126 |  |  | #4 Steel Dowel In Slab @ 24" O.C, 4" Embedment In Existing Footing With Simpson-Set-Xp Epoxy | 6 | 0% | 6 | EA | 12.8486 | 77.0918 | 0.3 | 42 | 1.8 | 75.6 | 152.6918
127 |  |  | #4 X 16" Long Steel Dowel @ 24" O.C, 4" Embedment In Existing Footing With Simpson-Set-Xp Epoxy | 41 | 0% | 41 | EA | 21.1467 | 867.0155 | 0.3 | 42 | 12.3 | 516.6 | 1383.6155
128 |  |  | 2 #4 Steel Dowel In Slab @ 24" O.C, 4" Embedment In Existing Footing With Simpson-Set-Xp Epoxy | 12 | 0% | 12 | EA | 13.6708 | 164.0496 | 0.344 | 42 | 4.128 | 173.376 | 337.4256
|  |  | DIV.05 METALS | [11 empty] | 20888.7165
[13 empty] | Labor/Hour | 45
Structural Metal Framing
Framing Hardware
129 |  |  | 0.131" X 3" Nails | 1107 | 0% | 1107 | EA | 2.0267 | 2243.579 | 0.0089 | 45 | 9.8523 | 443.3535 | 2686.9325
130 |  |  | 0.148" X 3-1/4" Toe Nails | 408 | 0% | 408 | EA | 2.3326 | 951.7171 | 0.0089 | 45 | 3.6312 | 163.404 | 1115.1211
131 |  |  | 1/4" X 3-1/2" Simpson-Sds Wood Screws | 71 | 0% | 71 | EA | 5.2962 | 376.033 | 0.0233 | 45 | 1.6543 | 74.4435 | 450.4765
132 |  |  | 5/8" Dia F1554 Gr-36 Threaded Rod With Simpson Set-Xp Epoxy | 1 | 0% | 1 | EA | 32.504 | 32.504 | 0.54 | 45 | 0.54 | 24.3 | 56.804
133 |  |  | 5/8" Dia Simpson Anchor Bolt @ 48" O.C | 60 | 0% | 60 | EA | 13.6708 | 820.248 | 0.322 | 45 | 19.32 | 869.4 | 1689.648
134 |  |  | 5/8" Dia Simpson Titan Hd | 2 | 0% | 2 | EA | 24.2824 | 48.5648 | 0.3 | 45 | 0.6 | 27 | 75.5648
135 |  |  | Simpson-2.5T | 14 | 0% | 14 | EA | 5.2102 | 72.9428 | 0.089 | 45 | 1.246 | 56.07 | 129.0128
136 |  |  | Simpson-66L Strap Tie | 6 | 0% | 6 | EA | 6.5677 | 39.4063 | 0.154 | 45 | 0.924 | 41.58 | 80.9863
137 |  |  | Simpson-A35 | 171 | 0% | 171 | EA | 3.2504 | 555.8184 | 0.045 | 45 | 7.695 | 346.275 | 902.0934
138 |  |  | Simpson-Ac Post Cap | 6 | 0% | 6 | EA | 84.3192 | 505.9152 | 1.1 | 45 | 6.6 | 297 | 802.9152
139 |  |  | Simpson-Cs16 | 12 | 0% | 12 | EA | 11.5867 | 139.0406 | 0.2 | 45 | 2.4 | 108 | 247.0406
140 |  |  | Simpson-Cs20 Strap | 60 | 0% | 60 | EA | 16.4432 | 986.592 | 0.32 | 45 | 19.2 | 864 | 1850.592
141 |  |  | Simpson-Eccloq Post Cap | 2 | 0% | 2 | EA | 185.464 | 370.928 | 1 | 45 | 2 | 90 | 460.928
142 |  |  | Simpson-H2.5T | 281 | 0% | 281 | EA | 1.2715 | 357.2859 | 0.03 | 45 | 8.43 | 379.35 | 736.6359
143 |  |  | Simpson-H3 | 14 | 0% | 14 | EA | 0.97512 | 13.6517 | 0.05 | 45 | 0.7 | 31.5 | 45.1517
144 |  |  | Simpson-Hgu9.00-Sds | 1 | 0% | 1 | EA | 170.168 | 170.168 | 1.12 | 45 | 1.12 | 50.4 | 220.568
145 |  |  | Simpson-Htt4 Holdown | 2 | 0% | 2 | EA | 33.0298 | 66.0596 | 0.5 | 45 | 1 | 45 | 111.0596
146 |  |  | Simpson-Htt5 Holdown | 1 | 0% | 1 | EA | 55.6392 | 55.6392 | 0.5 | 45 | 0.5 | 22.5 | 78.1392
147 |  |  | Simpson-Hucq610-Sds | 4 | 0% | 4 | EA | 42.064 | 168.256 | 0.67 | 45 | 2.68 | 120.6 | 288.856
148 |  |  | Simpson-Hus26 | 7 | 0% | 7 | EA | 30.592 | 214.144 | 0.3 | 45 | 2.1 | 94.5 | 308.644
149 |  |  | Simpson-Lce4 Post Cap | 3 | 0% | 3 | EA | 24.2824 | 72.8472 | 0.34 | 45 | 1.02 | 45.9 | 118.7472
150 |  |  | Simpson-Lce4 Post Cap | 1 | 0% | 1 | EA | 24.2824 | 24.2824 | 0.34 | 45 | 0.34 | 15.3 | 39.5824
151 |  |  | Simpson-Lru26Z | 9 | 0% | 9 | EA | 11.7588 | 105.8292 | 0.3 | 45 | 2.7 | 121.5 | 227.3292
152 |  |  | Simpson-Lssj26R/Rz | 12 | 0% | 12 | EA | 15.8314 | 189.9763 | 0.322 | 45 | 3.864 | 173.88 | 363.8563
153 |  |  | Simpson-Lsthd8 | 14 | 0% | 14 | EA | 23.2308 | 325.2312 | 0.4 | 45 | 5.6 | 252 | 577.2312
154 |  |  | Simpson-Lthja26 | 6 | 0% | 6 | EA | 32.8864 | 197.3184 | 0.43 | 45 | 2.58 | 116.1 | 313.4184
155 |  |  | Simpson-Lus210 | 61 | 0% | 61 | EA | 28.6322 | 1746.5642 | 0.35 | 45 | 21.35 | 960.75 | 2707.3142
156 |  |  | Simpson-Lus24 | 35 | 0% | 35 | EA | 11.7588 | 411.558 | 0.24 | 45 | 8.4 | 378 | 789.558
157 |  |  | Simpson-Lus26 | 36 | 0% | 36 | EA | 14.9136 | 536.8896 | 0.24 | 45 | 8.64 | 388.8 | 925.6896
158 |  |  | Simpson-Lus28 | 15 | 0% | 15 | EA | 20.2672 | 304.008 | 0.24 | 45 | 3.6 | 162 | 466.008
159 |  |  | Simpson-Sthd14 Holdown | 3 | 0% | 3 | EA | 51.0504 | 153.1512 | 0.354 | 45 | 1.062 | 47.79 | 200.9412
160 |  |  | Simpson-Sur/L26 | 2 | 0% | 2 | EA | 23.3264 | 46.6528 | 0.5 | 45 | 1 | 45 | 91.6528
161 |  |  | Simpson-Thaj26 | 8 | 0% | 8 | EA | 32.504 | 260.032 | 0.38 | 45 | 3.04 | 136.8 | 396.832
Steel Posts
162 |  |  | Hss 4" X 4" X 1/4" X 10'-0" Steel Post | 2 | 0% | 2 | EA | 348.94 | 697.88 | 1.44 | 45 | 2.88 | 129.6 | 827.48
Steel Angle
163 |  |  | L6X3-1/2X5/16 Steel Angle | 10 | 10% | 11 | LF | 39.5115 | 434.6263 | 0.144 | 45 | 1.584 | 71.28 | 505.9063
|  |  | DIV.06 WOOD, PLASTICS & COMPOSITES | [11 empty] | 143173.4623
[13 empty] | Labor/Hour | 45
Heavy Timber Construction
Pole Construction (Posts/Columns)
164 |  |  | 2-2" X 6" Wood Post, 9'-6" High | 51 | 0% | 51 | EA | 66.2986 | 3381.2286 | 0.855 | 45 | 43.605 | 1962.225 | 5343.4536
165 |  |  | 3-2" X 6" Wood Post, 9'-6" High | 24 | 0% | 24 | EA | 99.4479 | 2386.7496 | 1.2825 | 45 | 30.78 | 1385.1 | 3771.8496
166 |  |  | 4" X 4" Wood Post, 9'-6" High | 4 | 0% | 4 | EA | 122.0621 | 488.2483 | 1.14 | 45 | 4.56 | 205.2 | 693.4483
167 |  |  | 4" X 6" Wood Post, 9'-6" High | 5 | 0% | 5 | EA | 158.3901 | 791.9504 | 1.3775 | 45 | 6.8875 | 309.9375 | 1101.8879
168 |  |  | 6" X 6" Wood Post, 9'-6" High | 23 | 0% | 23 | EA | 240.1281 | 5522.9458 | 1.7575 | 45 | 40.4225 | 1819.0125 | 7341.9583
Heavy Timber Framing (Beams)
Beams
169 |  |  | 1-Ply Hip Set Girder Truss With 2" X 6" Bottom Chord | 15.6 | 10% | 17.16 | LF | 3.6997 | 63.4872 | 0.045 | 45 | 0.7722 | 34.749 | 98.2362
170 |  |  | 2" X 8" Pt Wood Ledger | 10.84 | 10% | 11.924 | LF | 3.9387 | 46.9653 | 0.05 | 45 | 0.5962 | 26.829 | 73.7943
171 |  |  | 2-2" X 12" Wood Header Beam | 13.75 | 10% | 15.125 | LF | 8.5084 | 128.6896 | 0.12 | 45 | 1.815 | 81.675 | 210.3646
172 |  |  | 2-2" X 6" Wood Header Beam | 95 | 10% | 104.5 | LF | 6.9788 | 729.2846 | 0.1 | 45 | 10.45 | 470.25 | 1199.5346
173 |  |  | 3-2" X 6" Wood Header Beam | 5.21 | 10% | 5.731 | LF | 10.4682 | 59.9933 | 0.15 | 45 | 0.85965 | 38.6843 | 98.6775
174 |  |  | 3-2" X 8" Wood Header Beam | 8.12 | 10% | 8.932 | LF | 11.8162 | 105.5419 | 0.15 | 45 | 1.3398 | 60.291 | 165.8329
175 |  |  | 4" X 10" Wood Header Beam | 5.64 | 10% | 6.204 | LF | 21.032 | 130.4825 | 0.154 | 45 | 0.95542 | 42.9937 | 173.4762
176 |  |  | 4" X 6" Wood Header Beam | 19 | 10% | 20.9 | LF | 16.6726 | 348.4582 | 0.144 | 45 | 3.0096 | 135.432 | 483.8902
177 |  |  | 6" X 10" Wood Beam | 104.2 | 10% | 114.62 | LF | 29.8272 | 3418.7937 | 0.18 | 45 | 20.6316 | 928.422 | 4347.2157
178 |  |  | 6" X 12" Wood Header Beam | 56.72 | 10% | 62.392 | LF | 31.548 | 1968.3428 | 0.18 | 45 | 11.2306 | 505.3752 | 2473.718
179 |  |  | 6" X 6" Wood Beam | 10.12 | 10% | 11.132 | LF | 25.2862 | 281.486 | 0.165 | 45 | 1.8368 | 82.6551 | 364.1411
180 |  |  | 6" X 8" Wood Hip Beam | 122 | 10% | 134.2 | LF | 26.5768 | 3566.6066 | 0.176 | 45 | 23.6192 | 1062.864 | 4629.4706
181 |  |  | 6" X 8" Wood Ridge Beam | 52 | 10% | 57.2 | LF | 26.5768 | 1520.193 | 0.176 | 45 | 10.0672 | 453.024 | 1973.217
182 |  |  | 8" X 10" Wood Beam | 28.92 | 10% | 31.812 | LF | 32.982 | 1049.2234 | 0.22 | 45 | 6.9986 | 314.9388 | 1364.1622
Wood Blockings
183 |  |  | 2" X 4" Wood Blocking | 84 | 10% | 92.4 | LF | 3.2982 | 304.7537 | 0.034 | 45 | 3.1416 | 141.372 | 446.1257
184 |  |  | 2" X 6" Wood Blocking | 59 | 10% | 64.9 | LF | 3.4894 | 226.4621 | 0.045 | 45 | 2.9205 | 131.4225 | 357.8846
185 |  |  | 2" X 6" Wood Nailer | 27.13 | 10% | 29.843 | LF | 3.4894 | 104.1342 | 0.045 | 45 | 1.3429 | 60.4321 | 164.5662
186 |  |  | 2" X 8" Wood Blocking | 38 | 10% | 41.8 | LF | 3.9387 | 164.6385 | 0.056 | 45 | 2.3408 | 105.336 | 269.9745
187 |  |  | 2" X 10" Wood Blocking | 201 | 10% | 221.1 | LF | 4.1108 | 908.8979 | 0.067 | 45 | 14.8137 | 666.6165 | 1575.5144
188 |  |  | 2" X 12" Wood Blocking | 50 | 10% | 55 | LF | 4.3594 | 239.7648 | 0.08 | 45 | 4.4 | 198 | 437.7648
189 |  |  | 2" X 12" X 16" Wood Blocking | 19 | 0% | 19 | EA | 5.7979 | 110.161 | 0.1064 | 45 | 2.0216 | 90.972 | 201.133
Heavy Timber Trusses (Joists/Rafters & Trusses)
190 |  |  | 2" X 10" Wood Floor Joists @ 16" O.C | 529 | 8% | 571.32 | SF | 3.2504 | 1857.0185 | 0.04 | 45 | 22.8528 | 1028.376 | 2885.3945
191 |  |  | 2" X 10" Wood Roof Rafters @ 24" O.C | 175 | 8% | 189 | SF | 3.2504 | 614.3256 | 0.04 | 45 | 7.56 | 340.2 | 954.5256
192 |  |  | 2" X 12" Wood Floor Joists @ 16" O.C | 335 | 8% | 361.8 | SF | 3.5152 | 1271.8037 | 0.044 | 45 | 15.9192 | 716.364 | 1988.1677
193 |  |  | 2" X 6" Wood Rafter Over Framing @ 24" O.C | 220 | 8% | 237.6 | SF | 3.0592 | 726.8659 | 0.03 | 45 | 7.128 | 320.76 | 1047.6259
194 |  |  | 2" X 8" Cantilevered Roof Framing @ 24" O.C | 118 | 8% | 127.44 | SF | 3.1548 | 402.0477 | 0.03 | 45 | 3.8232 | 172.044 | 574.0917
195 |  |  | 2" X 8" Wood Jack Trusses @ 24" O.C | 610 | 8% | 658.8 | SF | 3.1548 | 2078.3822 | 0.03 | 45 | 19.764 | 889.38 | 2967.7622
196 |  |  | 2" X 8" Wood Roof Rafters @ 24" O.C | 341 | 8% | 368.28 | SF | 3.1548 | 1161.8497 | 0.03 | 45 | 11.0484 | 497.178 | 1659.0277
Treated Wood Foundation
Sill Plates/Mud Plates
197 |  |  | 2" X 6" Pt Sill Plate | 205 | 10% | 225.5 | LF | 3.4894 | 786.8597 | 0.045 | 45 | 10.1475 | 456.6375 | 1243.4972
Treated Wood Rim Boards
198 |  |  | 2" X 12" Wood Rim Board | 83 | 10% | 91.3 | LF | 4.302 | 392.7726 | 0.0677 | 45 | 6.181 | 278.1455 | 670.918
Sheathing
Insulating Sheathing
199 |  |  | Roof Sheathing | 1718 | 8% | 1855.44 | SF | 1.3384 | 2483.3209 | 0.034 | 45 | 63.085 | 2838.8232 | 5322.1441
Subfloor Sheathing
200 |  |  | Floor Sheathing | 1040 | 8% | 1123.2 | SF | 1.3384 | 1503.2909 | 0.034 | 45 | 38.1888 | 1718.496 | 3221.7869
Shear Wall Sheathing
P1
201 |  |  | 3/8" Plywood/Osb Sheathing | 2206 | 8% | 2382.48 | SF | 1.3384 | 3188.7112 | 0.034 | 45 | 81.0043 | 3645.1944 | 6833.9056
202 |  |  | 0.131" X 2-1/2" Nails @ 6" On Edges, @ 12" Oc In Field | 6618 | 0% | 6618 | EA | 0.2868 | 1898.0424 | 0.002 | 45 | 13.236 | 595.62 | 2493.6624
P2
203 |  |  | 3/8" Plywood/Osb Sheathing | 96 | 8% | 103.68 | SF | 1.3384 | 138.7653 | 0.034 | 45 | 3.5251 | 158.6304 | 297.3957
204 |  |  | 0.131" X 2-1/2" Nails @ 6" On Edges, @ 12" Oc In Field | 288 | 0% | 288 | EA | 0.2868 | 82.5984 | 0.0034 | 45 | 0.9792 | 44.064 | 126.6624
Shop Fabricated Structural Wood
Pre-Engineered Wood Trusses
205 |  |  | 4-Point Bearing Roof Truss With Extended Top Chords | 172 | 8% | 185.76 | SF | 7.5333 | 1399.3821 | 0.089 | 45 | 16.5326 | 743.9688 | 2143.3509
206 |  |  | Pre-Engineered Common Roof Trusses @ 24" O.C | 346 | 8% | 373.68 | SF | 6.214 | 2322.0475 | 0.06 | 45 | 22.4208 | 1008.936 | 3330.9835
Glued-Laminated Construction (Glu-Lam)
Beams
207 |  |  | 5-1/2" X 12" Glue-Lam Wood Beam | 13.54 | 10% | 14.894 | LF | 42.542 | 633.6205 | 0.24 | 45 | 3.5746 | 160.8552 | 794.4757
208 |  |  | 6-3/4" X 9" Glue-Lam Wood Beam | 13.54 | 10% | 14.894 | LF | 36.1368 | 538.2215 | 0.24 | 45 | 3.5746 | 160.8552 | 699.0767
209 |  |  | 8-3/4" X 9" Glue-Lam Woood Beam | 27.45 | 10% | 30.195 | LF | 48.9472 | 1477.9607 | 0.24 | 45 | 7.2468 | 326.106 | 1804.0667
Mill Work/Cabinetry
210 |  |  | 1'-0" Deep Base Cabinatry | 6.47 | 10% | 7.117 | LF | 272.46 | 1939.0978 | 0.44 | 45 | 3.1315 | 140.9166 | 2080.0144
211 |  |  | 1'-0" Deep Wall Cabinatry | 26.08 | 10% | 28.688 | LF | 272.46 | 7816.3325 | 0.44 | 45 | 12.6227 | 568.0224 | 8384.3549
212 |  |  | 2'-0" Deep Base Cabinatry | 80.24 | 10% | 88.264 | LF | 363.28 | 32064.5459 | 0.5 | 45 | 44.132 | 1985.94 | 34050.4859
213 |  |  | 1'-0" Deep Garden Storage Cabinatry | 6.1 | 10% | 6.71 | LF | 286.8 | 1924.428 | 0.4 | 45 | 2.684 | 120.78 | 2045.208
214 |  |  | 2'-0" Deep Garden Storage Cabinatry | 6.1 | 10% | 6.71 | LF | 382.4 | 2565.904 | 0.4 | 45 | 2.684 | 120.78 | 2686.684
215 |  |  | 2'-0" Deep Closet Cabinatry | 23.7 | 10% | 26.07 | LF | 334.6 | 8723.022 | 0.4 | 45 | 10.428 | 469.26 | 9192.282
216 |  |  | 2'-0" Deep Tall Closets | 10.04 | 10% | 11.044 | LF | 334.6 | 3695.3224 | 0.4 | 45 | 4.4176 | 198.792 | 3894.1144
Wood Trim
217 |  |  | 4" Toe Kick | 86.7 | 10% | 95.37 | LF | 3.0592 | 291.7559 | 0.03 | 45 | 2.8611 | 128.7495 | 420.5054
|  |  | DIV.07 THERMAL & MOISTURE PROTECTION | [11 empty] | 40154.9208
[13 empty] | Labor/Hour | 40
Roof
Shingles Roof
218 |  |  | Composite Asphalt Shingles (Icc Esr) | 2929 | 10% | 3221.9 | SF | 4.1108 | 13244.5865 | 0.03 | 40 | 96.657 | 3866.28 | 17110.8665
219 |  |  | Sheet Membrane Underlayment | 2929 | 10% | 3221.9 | SF | 0.51624 | 1663.2737 | 0.0089 | 40 | 28.6749 | 1146.9964 | 2810.2701
220 |  |  | Ice And Watershield At Eave, Ridge, Valley And Hip Beam | 2342 | 10% | 2576.2 | SF | 0.64052 | 1650.1076 | 0.0089 | 40 | 22.9282 | 917.1272 | 2567.2348
221 |  |  | Prefinished Metal Gutter | 370.3 | 10% | 407.33 | LF | 6.214 | 2531.1486 | 0.04 | 40 | 16.2932 | 651.728 | 3182.8766
222 |  |  | 2 X 6 Painted Hardieboard Fascia Trim | 370.3 | 10% | 407.33 | LF | 3.2504 | 1323.9854 | 0.03 | 40 | 12.2199 | 488.796 | 1812.7814
223 |  |  | Metal Drip Edge | 370.3 | 10% | 407.33 | LF | 2.1988 | 895.6372 | 0.02 | 40 | 8.1466 | 325.864 | 1221.5012
224 |  |  | Can Strip | 370.3 | 10% | 407.33 | LF | 3.2504 | 1323.9854 | 0.03 | 40 | 12.2199 | 488.796 | 1812.7814
225 |  |  | 5-1/2" X 5-1/4"W. Painted Corbel To Match Existing | 288.41 | 10% | 317.251 | LF | 12.6192 | 4003.4538 | 0.045 | 40 | 14.2763 | 571.0518 | 4574.5056
226 |  |  | Metal Downspot | 112.29 | 10% | 123.519 | LF | 5.1624 | 637.6545 | 0.04 | 40 | 4.9408 | 197.6304 | 835.2849
Metal Awning
227 |  |  | New Metal Awning | 17 | 10% | 18.7 | SF | 30.8788 | 577.4336 | 0.12 | 40 | 2.244 | 89.76 | 667.1936
228 |  |  | Copper Flashing | 6.5 | 10% | 7.15 | LF | 3.2504 | 23.2404 | 0.023 | 40 | 0.16445 | 6.578 | 29.8184
229 |  |  | Blocking As Required Foor New Attachement | 19.5 | 10% | 21.45 | LF | 3.2504 | 69.7211 | 0.03 | 40 | 0.6435 | 25.74 | 95.4611
230 |  |  | Copper Drip Cap | 11.66 | 10% | 12.826 | LF | 5.1624 | 66.2129 | 0.067 | 40 | 0.85934 | 34.3737 | 100.5866
231 |  |  | Hardieboard Trim | 11.66 | 10% | 12.826 | LF | 3.0592 | 39.2373 | 0.03 | 40 | 0.38478 | 15.3912 | 54.6285
Flat Roof
232 |  |  | Tag: 7.8, Rubberized Deck Coating | 287 | 10% | 315.7 | SF | 3.346 | 1056.3322 | 0.04 | 40 | 12.628 | 505.12 | 1561.4522
233 |  |  | Tag: 7.9, Polyurethane Foam Foam Roofing Ssystem With Light Color Top Coating (Icc Ecr 4063) | 147 | 10% | 161.7 | SF | 1.0707 | 173.1354 | 0.02 | 40 | 3.234 | 129.36 | 302.4954
234 |  |  | New Flashing And Weep | 46.35 | 10% | 50.985 | LF | 4.1108 | 209.5891 | 0.03 | 40 | 1.5296 | 61.182 | 270.7711
235 |  |  | Metal Gutter | 60.14 | 10% | 66.154 | LF | 6.214 | 411.081 | 0.04 | 40 | 2.6462 | 105.8464 | 516.9274
236 |  |  | Drip Cap Flashing | 60.14 | 10% | 66.154 | LF | 3.346 | 221.3513 | 0.043 | 40 | 2.8446 | 113.7849 | 335.1362
237 |  |  | 2 X 6 Hardieboard Trim | 60.14 | 10% | 66.154 | LF | 3.0592 | 202.3783 | 0.034 | 40 | 2.2492 | 89.9694 | 292.3478
|  |  | DIV.08 OPENINGS | [11 empty] | 75516.8353
[13 empty] | Labor/Hour | 45
Doors And Frames
238 |  |  | (2) 1'-6 1/2" X 6'-7 1/2" Solid Wood French Exterior Door W/ Tempered Glass Lites | 1 | 0% | 1 | EA | 1660.572 | 1660.572 | 2.88 | 45 | 2.88 | 129.6 | 1790.172
239 |  |  | (2) 2'-6" X 6'-7 1/2" Solid Wood French Exterior Door W/ Tempered Glass Lites | 3 | 0% | 3 | EA | 2202.624 | 6607.872 | 3.105 | 45 | 9.315 | 419.175 | 7027.047
240 |  |  | 3'-0" X 6'-7 1/2" Solid Wood Stile & Rail Exterior Door W/ Glass Lites | 1 | 0% | 1 | EA | 963.648 | 963.648 | 1.8 | 45 | 1.8 | 81 | 1044.648
241 |  |  | 3'-0" X 6'-7 1/2" Solid Wood Stile & Rail Exterior Door | 1 | 0% | 1 | EA | 963.648 | 963.648 | 1.8 | 45 | 1.8 | 81 | 1044.648
242 |  |  | 3'-0" X 7'-0" Solid Wood Stile & Rail Exterior Door | 2 | 0% | 2 | EA | 963.648 | 1927.296 | 1.8 | 45 | 3.6 | 162 | 2089.296
243 |  |  | 3'-0" X 7'-6 1/4" Solid Wood French Exterior Door W/ Tempered Glass Lites | 1 | 0% | 1 | EA | 963.648 | 963.648 | 1.8 | 45 | 1.8 | 81 | 1044.648
244 |  |  | 7'-11 3/4 " X 6'-9 1/4" Insulated Steel Overhead Door W/ 1" Thk Veneer Exterior Door | 2 | 0% | 2 | EA | 1230.372 | 2460.744 | 2.07 | 45 | 4.14 | 186.3 | 2647.044
245 |  |  | (2) 1'-7" X 6'-8" Solid Wood Interior Door | 3 | 0% | 3 | EA | 1634.76 | 4904.28 | 2.88 | 45 | 8.64 | 388.8 | 5293.08
246 |  |  | (2) 1'-3" X 6'-8" Solid Wood Interior Door | 1 | 0% | 1 | EA | 1591.74 | 1591.74 | 2.88 | 45 | 2.88 | 129.6 | 1721.34
247 |  |  | 1'-9" X 6'-8" Solid Wood Interior Door | 1 | 0% | 1 | EA | 822.5424 | 822.5424 | 1.8 | 45 | 1.8 | 81 | 903.5424
248 |  |  | 2'-0" X 6'-8" Solid Wood Interior Door | 1 | 0% | 1 | EA | 822.5424 | 822.5424 | 1.8 | 45 | 1.8 | 81 | 903.5424
249 |  |  | 2'-4" X 6'-8" Solid Wood Interior Door | 1 | 0% | 1 | EA | 894.816 | 894.816 | 1.8 | 45 | 1.8 | 81 | 975.816
250 |  |  | 2'-6" X 6'-8" Solid Wood Interior Door | 6 | 0% | 6 | EA | 963.648 | 5781.888 | 1.8 | 45 | 10.8 | 486 | 6267.888
251 |  |  | 2'-6" X 6'-8" Solid Wood Interior Door | 3 | 0% | 3 | EA | 963.648 | 2890.944 | 1.8 | 45 | 5.4 | 243 | 3133.944
252 |  |  | 2'-7 1/2" X 6'-8" Solid Wood Interior Door | 2 | 0% | 2 | EA | 963.648 | 1927.296 | 1.8 | 45 | 3.6 | 162 | 2089.296
253 |  |  | 2'-8" X 6'-8" Solid Wood Interior Door | 2 | 0% | 2 | EA | 963.648 | 1927.296 | 1.8 | 45 | 3.6 | 162 | 2089.296
254 |  |  | 2'-8" X 6'-8" Solid Wood Interior Door | 1 | 0% | 1 | EA | 963.648 | 963.648 | 1.8 | 45 | 1.8 | 81 | 1044.648
255 |  |  | 2'-8" X 6'-8" Solid Wood Interior Door | 1 | 0% | 1 | EA | 963.648 | 963.648 | 1.8 | 45 | 1.8 | 81 | 1044.648
256 |  |  | 2'-9 1/2" X 6'-8" Solid Wood Interior Door | 2 | 0% | 2 | EA | 963.648 | 1927.296 | 1.8 | 45 | 3.6 | 162 | 2089.296
257 |  |  | 3'-2" X 6'-8" Solid Wood Interior Door | 1 | 0% | 1 | EA | 963.648 | 963.648 | 1.8 | 45 | 1.8 | 81 | 1044.648
258 |  |  | 1'-6" X 3'-4" Window Shutter Door | 10 | 0% | 10 | EA | 344.16 | 3441.6 | 1.26 | 45 | 12.6 | 567 | 4008.6
259 |  |  | 1'-6" X 4'-0" Window Shutter Door | 5 | 0% | 5 | EA | 722.736 | 3613.68 | 1.26 | 45 | 6.3 | 283.5 | 3897.18
260 |  |  | 1'-6" X 4'-4" Window Shutter Door | 14 | 0% | 14 | EA | 378.576 | 5300.064 | 1.26 | 45 | 17.64 | 793.8 | 6093.864
261 |  |  | 3'-0" X 3'-10" Window Shutter Door | 2 | 0% | 2 | EA | 722.736 | 1445.472 | 1.26 | 45 | 2.52 | 113.4 | 1558.872
Door Hardware
262 |  |  | Lockset, Dead Bolt, Threshold, Weather- Stripping, Mfr. Standard Assembly W/ Hardware Coordinating W/ Interior Doors | 9 | 0% | 9 | EA | 22.944 | 206.496 | 0.5 | 45 | 4.5 | 202.5 | 408.996
263 |  |  | Weather Stripping, Complete Garage Door Hardware Package Per Manufacturer | 2 | 0% | 2 | EA | 108.028 | 216.056 | 1.2 | 45 | 2.4 | 108 | 324.056
264 |  |  | Passage Set | 9 | 0% | 9 | EA | 34.416 | 309.744 | 0.45 | 45 | 4.05 | 182.25 | 491.994
265 |  |  | Privacy Set | 13 | 0% | 13 | EA | 53.536 | 695.968 | 0.67 | 45 | 8.71 | 391.95 | 1087.918
266 |  |  | Privacy Set, Recessed Pulls & Heavy- Duty Pocket Door 'I' Eam Hardware Track And Floor Guide | 1 | 0% | 1 | EA | 78.392 | 78.392 | 0.67 | 45 | 0.67 | 30.15 | 108.542
267 |  |  | Recessed Pulls & Heavy- Duty Pocket Door 'I' Eam Hardware Track And Floor Guide | 1 | 0% | 1 | EA | 40.152 | 40.152 | 0.2 | 45 | 0.2 | 9 | 49.152
268 |  |  | Lockset | 1 | 0% | 1 | EA | 53.536 | 53.536 | 0.67 | 45 | 0.67 | 30.15 | 83.686
Windows
269 |  |  | (2) 1'-4 3/4" X 4'-3 1/2" Casement Painted Steel Window | 1 | 0% | 1 | EA | 410.688 | 410.688 | 1 | 45 | 1 | 45 | 455.688
270 |  |  | (2) 1'-6 1/2" X 6'-7 1/2" Fixed Painted Wood Window | 6 | 0% | 6 | EA | 708.396 | 4250.376 | 1.56 | 45 | 9.36 | 421.2 | 4671.576
271 |  |  | (2) 1'-6" X 3'-2" Casement Painted Steel Existing Window At New Location | 1 | 0% | 1 | EA | 345.1523 | 345.1523 | 1 | 45 | 1 | 45 | 390.1523
272 |  |  | (2) 1'-6" X 3'-4" Casement Aluminum Window | 1 | 0% | 1 | EA | 363.2437 | 363.2437 | 1 | 45 | 1 | 45 | 408.2437
273 |  |  | (2) 1'-6" X 3'-4" Casement Painted Wood Window | 2 | 0% | 2 | EA | 363.2437 | 726.4873 | 1 | 45 | 2 | 90 | 816.4873
274 |  |  | (2) 1'-6" X 3'-4" Fixed Aluminum Window | 1 | 0% | 1 | EA | 363.2437 | 363.2437 | 1 | 45 | 1 | 45 | 408.2437
275 |  |  | (2) 1'-6" X 3'-4" Fixed Painted Wood Window | 1 | 0% | 1 | EA | 363.2437 | 363.2437 | 1 | 45 | 1 | 45 | 408.2437
276 |  |  | (2) 1'-6" X 4'-1" Casement Painted Wood Window | 2 | 0% | 2 | EA | 444.9817 | 889.9633 | 1 | 45 | 2 | 90 | 979.9633
277 |  |  | (2) 1'-6" X 4'-4" Casement Painted Wood Window | 4 | 0% | 4 | EA | 472.2277 | 1888.9107 | 1.0399 | 45 | 4.1597 | 187.1856 | 2076.0963
278 |  |  | 1'-6" X 2'-2" Casement Painted Steel Existing Window At New Location | 1 | 0% | 1 | EA | 118.0842 | 118.0842 | 0.8 | 45 | 0.8 | 36 | 154.0842
279 |  |  | 1'-6" X 2'-2" Casement Painted Steel Window | 1 | 0% | 1 | EA | 118.0842 | 118.0842 | 0.8 | 45 | 0.8 | 36 | 154.0842
280 |  |  | 1'-6" X 3'-2" Casement Painted Steel Existing Window At New Location | 2 | 0% | 2 | EA | 172.5762 | 345.1523 | 0.8 | 45 | 1.6 | 72 | 417.1523
281 |  |  | 1'-6" X 4'-1" Casement Painted Wood Window | 3 | 0% | 3 | EA | 222.4908 | 667.4725 | 0.8 | 45 | 2.4 | 108 | 775.4725
|  |  | DIV.09 FINISHES | [11 empty] | 136159.2758
[13 empty] | Labor/Hour | 45
Dry Walls
Wall Type: 14" Exterior Partition Wall
282 |  |  | (1) Layer Of 7/16" Osb Wall Sheathing On One Side | 16 | 10% | 17.6 | SF | 1.3384 | 23.5558 | 0.02 | 45 | 0.352 | 15.84 | 39.3958
|  |  | Number Of Sheets( Assume Size 4' X 8') | 1
|  |  | Screw | 48
|  |  | Adhesive | 1
|  |  | Tapping | 14
283 |  |  | (1) Layer Of 5/8" Gypsum Wall Board On One Side | 16 | 10% | 17.6 | SF | 0.6214 | 10.9366 | 0.02 | 45 | 0.352 | 15.84 | 26.7766
|  |  | Number Of Sheets( Assume Size 4' X 8') | 1
|  |  | Screw | 48
|  |  | Adhesive | 1
|  |  | Tapping | 14
284 |  |  | 2X14 Wood Studs @ 16" O.C. W/ 2-Top And 1-Bottom Runner (Wall Lf= 1.9) | 16 | 10% | 17.6 | SF | 3.6025 | 63.4045 | 0.018667 | 45 | 0.32853 | 14.784 | 78.1885
285 |  |  | Acoustical Sealants/Caulking | 3.8 | 10% | 4.18 | LF | 0.37284 | 1.5585 | 0.00667 | 45 | 0.027881 | 1.2546 | 2.8131
286 |  |  | Backing/Blocking For Wall Mounted Fixtures | 1.95 | 10% | 2.145 | LF | 1.5296 | 3.281 | 0.02 | 45 | 0.0429 | 1.9305 | 5.2115
Wall Type: 8" Exterior Partition Wall
287 |  |  | (1) Layer Of 1/2" Exterior Gypsum Wall Board Sheathing On One Side | 2226 | 10% | 2448.6 | SF | 1.3384 | 3277.2062 | 0.02 | 45 | 48.972 | 2203.74 | 5480.9462
|  |  | Number Of Sheets( Assume Size 4' X 8') | 77
|  |  | Screw | 3696
|  |  | Adhesive | 77
|  |  | Tapping | 1078
288 |  |  | (1) Layer Of 5/8" Gypsum Wall Board On One Side | 676 | 10% | 743.6 | SF | 0.6214 | 462.073 | 0.02 | 45 | 14.872 | 669.24 | 1131.313
|  |  | Number Of Sheets( Assume Size 4' X 8') | 24
|  |  | Screw | 1152
|  |  | Adhesive | 24
|  |  | Tapping | 336
289 |  |  | (1) Layer Of 5/8" Moisture Resistant Gypsum Wall Board @ Wet Areas | 1550 | 10% | 1705 | SF | 0.87952 | 1499.5816 | 0.02 | 45 | 34.1 | 1534.5 | 3034.0816
|  |  | Number Of Sheets( Assume Size 4' X 8') | 54
|  |  | Screw | 2592
|  |  | Adhesive | 54
|  |  | Tapping | 756
290 |  |  | (1) Layer Of 1/2" Cementitious Backer Board @ Wet Areas Behind Tiles | 252.64 | 10% | 277.904 | SF | 1.1472 | 318.8115 | 0.02 | 45 | 5.5581 | 250.1136 | 568.9251
|  |  | Number Of Sheets( Assume Size 4' X 8') | 9
|  |  | Screw | 432
|  |  | Adhesive | 9
|  |  | Tapping | 126
291 |  |  | 2X8 Wood Studs @ 16" O.C. W/ 2-Top And 1-Bottom Runner (Wall Lf= 257.55) | 2226 | 10% | 2448.6 | SF | 2.0586 | 5040.6553 | 0.010667 | 45 | 26.1184 | 1175.328 | 6215.9833
292 |  |  | R-26 Open Cell Spray Foam Insulation | 2226 | 10% | 2448.6 | SF | 0.59272 | 1451.3342 | 0.009 | 45 | 22.0374 | 991.683 | 2443.0172
293 |  |  | Acoustical Sealants/Caulking | 515.1 | 10% | 566.61 | LF | 0.37284 | 211.2549 | 0.00667 | 45 | 3.7793 | 170.068 | 381.3229
294 |  |  | Backing/Blocking For Wall Mounted Fixtures | 71.12 | 10% | 78.232 | LF | 1.5296 | 119.6637 | 0.02 | 45 | 1.5646 | 70.4088 | 190.0725
Wall Type: 6" Exterior Partition Wall
295 |  |  | (1) Layer Of 1/2" Exterior Gypsum Wall Board Sheathing On One Side | 458 | 10% | 503.8 | SF | 1.281 | 645.388 | 0.02 | 45 | 10.076 | 453.42 | 1098.808
|  |  | Number Of Sheets( Assume Size 4' X 8') | 16
|  |  | Screw | 768
|  |  | Adhesive | 16
|  |  | Tapping | 224
296 |  |  | (1) Layer Of 5/8" Moisture Resistant Gypsum Wall Board @ Wet Areas | 458 | 10% | 503.8 | SF | 0.87952 | 443.1022 | 0.02 | 45 | 10.076 | 453.42 | 896.5222
|  |  | Number Of Sheets( Assume Size 4' X 8') | 16
|  |  | Screw | 768
|  |  | Adhesive | 16
|  |  | Tapping | 224
297 |  |  | 2X6 Wood Studs @ 16" O.C. W/ 2-Top And 1-Bottom Runner (Wall Lf= 53.32) | 458 | 10% | 503.8 | SF | 1.3002 | 655.0206 | 0.021 | 45 | 10.5798 | 476.091 | 1131.1116
298 |  |  | R-19 Open Cell Spray Foam Insulation | 458 | 10% | 503.8 | SF | 0.59272 | 298.6123 | 0.009 | 45 | 4.5342 | 204.039 | 502.6513
299 |  |  | Acoustical Sealants/Caulking | 106.64 | 10% | 117.304 | LF | 0.37284 | 43.7356 | 0.00667 | 45 | 0.78242 | 35.2088 | 78.9444
Wall Type: 10" Interior Furring Wall
300 |  |  | (1) Layer Of 5/8" Moisture Resistant Gypsum Wall Board @ Wet Areas | 35 | 10% | 38.5 | SF | 0.87952 | 33.8615 | 0.02 | 45 | 0.77 | 34.65 | 68.5115
|  |  | Number Of Sheets( Assume Size 4' X 8') | 2
|  |  | Screw | 96
|  |  | Adhesive | 2
|  |  | Tapping | 28
301 |  |  | 2X Furring Strips @ 16" O.C. W/ 2-Top And 1-Bottom Runner (Wall Lf= 3.91) | 35 | 10% | 38.5 | SF | 0.74568 | 28.7087 | 0.015 | 45 | 0.5775 | 25.9875 | 54.6962
302 |  |  | R-13 Open Cell Spray Foam Insulation | 35 | 10% | 38.5 | SF | 0.59272 | 22.8197 | 0.009 | 45 | 0.3465 | 15.5925 | 38.4122
303 |  |  | Acoustical Sealants/Caulking | 7.82 | 10% | 8.602 | LF | 0.37284 | 3.2072 | 0.00667 | 45 | 0.057375 | 2.5819 | 5.7891
Wall Type: 14" Interior Partition Wall
304 |  |  | (1) Layer Of 5/8" Gypsum Wall Board On Both Side | 16 | 10% | 17.6 | SF | 0.6214 | 10.9366 | 0.02 | 45 | 0.352 | 15.84 | 26.7766
|  |  | Number Of Sheets( Assume Size 4' X 8') | 1
|  |  | Screw | 48
|  |  | Adhesive | 1
|  |  | Tapping | 14
305 |  |  | 2X14 Wood Studs @ 16" O.C. W/ 2-Top And 1-Bottom Runner (Wall Lf= 2.08) | 16 | 10% | 17.6 | SF | 3.6025 | 63.4045 | 0.018667 | 45 | 0.32853 | 14.784 | 78.1885
306 |  |  | Acoustical Sealants/Caulking | 8.32 | 10% | 9.152 | LF | 0.37284 | 3.4122 | 0.00667 | 45 | 0.061044 | 2.747 | 6.1592
307 |  |  | Backing/Blocking For Wall Mounted Fixtures | 10.12 | 10% | 11.132 | LF | 1.5296 | 17.0275 | 0.02 | 45 | 0.22264 | 10.0188 | 27.0463
Wall Type: 8" Interior Partition Wall
308 |  |  | (1) Layer Of 5/8" Gypsum Wall Board On Both Side | 569 | 10% | 625.9 | SF | 0.6214 | 388.9343 | 0.02 | 45 | 12.518 | 563.31 | 952.2443
|  |  | Number Of Sheets( Assume Size 4' X 8') | 20
|  |  | Screw | 960
|  |  | Adhesive | 20
|  |  | Tapping | 280
309 |  |  | (1) Layer Of 5/8" Moisture Resistant Gypsum Wall Board @ Wet Areas | 279 | 10% | 306.9 | SF | 0.87952 | 269.9247 | 0.02 | 45 | 6.138 | 276.21 | 546.1347
|  |  | Number Of Sheets( Assume Size 4' X 8') | 10
|  |  | Screw | 480
|  |  | Adhesive | 10
|  |  | Tapping | 140
310 |  |  | (1) Layer Of 1/2" Cementitious Backer Board @ Wet Areas Behind Tiles | 45.44 | 10% | 49.984 | SF | 1.1472 | 57.3416 | 0.02 | 45 | 0.99968 | 44.9856 | 102.3272
|  |  | Number Of Sheets( Assume Size 4' X 8') | 2
|  |  | Screw | 96
|  |  | Adhesive | 2
|  |  | Tapping | 28
311 |  |  | 2X8 Wood Studs @ 16" O.C. W/ 2-Top And 1-Bottom Runner (Wall Lf= 50.19) | 424 | 10% | 466.4 | SF | 2.0586 | 960.1248 | 0.010667 | 45 | 4.9749 | 223.872 | 1183.9968
312 |  |  | R-26 Open Cell Spray Foam Insulation | 424 | 10% | 466.4 | SF | 0.59272 | 276.4446 | 0.009 | 45 | 4.1976 | 188.892 | 465.3366
313 |  |  | Acoustical Sealants/Caulking | 200.76 | 10% | 220.836 | LF | 0.37284 | 82.3365 | 0.00667 | 45 | 1.473 | 66.2839 | 148.6204
314 |  |  | Backing/Blocking For Wall Mounted Fixtures | 19.75 | 10% | 21.725 | LF | 1.5296 | 33.2306 | 0.02 | 45 | 0.4345 | 19.5525 | 52.7831
Wall Type: 6" Interior Partition Wall
315 |  |  | (1) Layer Of 5/8" Gypsum Wall Board On Both Side | 748 | 10% | 822.8 | SF | 0.6214 | 511.2879 | 0.02 | 45 | 16.456 | 740.52 | 1251.8079
|  |  | Number Of Sheets( Assume Size 4' X 8') | 26
|  |  | Screw | 1248
|  |  | Adhesive | 26
|  |  | Tapping | 364
316 |  |  | (1) Layer Of 5/8" Moisture Resistant Gypsum Wall Board @ Wet Areas | 748 | 10% | 822.8 | SF | 0.87952 | 723.6691 | 0.02 | 45 | 16.456 | 740.52 | 1464.1891
|  |  | Number Of Sheets( Assume Size 4' X 8') | 26
|  |  | Screw | 1248
|  |  | Adhesive | 26
|  |  | Tapping | 364
317 |  |  | (1) Layer Of 1/2" Cementitious Backer Board @ Wet Areas Behind Tiles | 231.28 | 10% | 254.408 | SF | 1.1472 | 291.8569 | 0.02 | 45 | 5.0882 | 228.9672 | 520.8241
|  |  | Number Of Sheets( Assume Size 4' X 8') | 8
|  |  | Screw | 384
|  |  | Adhesive | 8
|  |  | Tapping | 112
318 |  |  | 2X6 Wood Studs @ 16" O.C. W/ 2-Top And 1-Bottom Runner (Wall Lf= 86.36) | 748 | 10% | 822.8 | SF | 1.3002 | 1069.7716 | 0.021 | 45 | 17.2788 | 777.546 | 1847.3176
319 |  |  | R-19 Open Cell Spray Foam Insulation | 748 | 10% | 822.8 | SF | 0.59272 | 487.69 | 0.009 | 45 | 7.4052 | 333.234 | 820.924
320 |  |  | Acoustical Sealants/Caulking | 345.44 | 10% | 379.984 | LF | 0.37284 | 141.6732 | 0.00667 | 45 | 2.5345 | 114.0522 | 255.7254
321 |  |  | Backing/Blocking For Wall Mounted Fixtures | 21.54 | 10% | 23.694 | LF | 1.5296 | 36.2423 | 0.02 | 45 | 0.47388 | 21.3246 | 57.5669
Wall Type: 4" Interior Furring Wall
322 |  |  | (1) Layer Of 5/8" Gypsum Wall Board On One Side | 179 | 10% | 196.9 | SF | 0.6214 | 122.3537 | 0.02 | 45 | 3.938 | 177.21 | 299.5637
|  |  | Number Of Sheets( Assume Size 4' X 8') | 7
|  |  | Screw | 336
|  |  | Adhesive | 7
|  |  | Tapping | 98
323 |  |  | 2X Furring Strips @ 16" O.C. W/ 2-Top And 1-Bottom Runner (Wall Lf= 21.06) | 179 | 10% | 196.9 | SF | 0.74568 | 146.8244 | 0.015 | 45 | 2.9535 | 132.9075 | 279.7319
324 |  |  | R-13 Open Cell Spray Foam Insulation | 179 | 10% | 196.9 | SF | 0.59272 | 116.7066 | 0.009 | 45 | 1.7721 | 79.7445 | 196.4511
325 |  |  | Acoustical Sealants/Caulking | 15.1 | 10% | 16.61 | LF | 0.37284 | 6.1929 | 0.00667 | 45 | 0.11079 | 4.9855 | 11.1784
Ceiling
326 |  |  | (1) Layer Of 5/8" Painted Type X Gypsum Board | 465 | 10% | 511.5 | SF | 0.6214 | 317.8461 | 0.02 | 45 | 10.23 | 460.35 | 778.1961
|  |  | Number Of Sheets( Assume Size 4' X 8') | 16
|  |  | Screw | 768
|  |  | Adhesive | 16
|  |  | Tapping | 224
327 |  |  | (1) Layer Of 5/8" Painted Gypsum Board & Anti- Sag At Ceilng | 1308 | 10% | 1438.8 | SF | 0.6214 | 894.0703 | 0.02 | 45 | 28.776 | 1294.92 | 2188.9903
|  |  | Number Of Sheets( Assume Size 4' X 8') | 45
|  |  | Screw | 2160
|  |  | Adhesive | 45
|  |  | Tapping | 630
328 |  |  | (1) Layer Of 5/8" Moisture Resistant Painted Gypsum Board & Anti- Sag At Ceilng | 608 | 10% | 668.8 | SF | 0.87952 | 588.223 | 0.02 | 45 | 13.376 | 601.92 | 1190.143
|  |  | Number Of Sheets( Assume Size 4' X 8') | 21
|  |  | Screw | 1008
|  |  | Adhesive | 21
|  |  | Tapping | 294
329 |  |  | Tongue & Groove Soffit Or Ceiling Decking | 580 | 10% | 638 | SF | 2.5525 | 1628.5078 | 0.04 | 45 | 25.52 | 1148.4 | 2776.9078
330 |  |  | R- 38 Batt Insulation | 2381 | 10% | 2619.1 | SF | 1.3862 | 3630.5964 | 0.01 | 45 | 26.191 | 1178.595 | 4809.1914
331 |  |  | 6" Molding | 503.15 | 10% | 553.465 | LF | 1.5105 | 835.9978 | 0.032 | 45 | 17.7109 | 796.9896 | 1632.9874
Flooring
332 |  |  | Slate Flooring | 198 | 10% | 217.8 | SF | 8.126 | 1769.8428 | 0.053 | 45 | 11.5434 | 519.453 | 2289.2958
333 |  |  | Wood Flooring | 1719 | 10% | 1890.9 | SF | 4.9234 | 9309.6571 | 0.053 | 45 | 100.2177 | 4509.7965 | 13819.4536
334 |  |  | 4" Thick Std. Gray Exterior Concrete | 293 | 10% | 322.3 | SF | 1.195 | 385.1485 | 0.02 | 45 | 6.446 | 290.07 | 675.2185
335 |  |  | Tile Flooring | 496 | 10% | 545.6 | SF | 5.0668 | 2764.4461 | 0.053 | 45 | 28.9168 | 1301.256 | 4065.7021
Floor Transition
336 |  |  | Transition From Slate Floor To Concrete Floor | 3.11 | 10% | 3.421 | LF | 1.4149 | 4.8403 | 0.025 | 45 | 0.085525 | 3.8486 | 8.6889
337 |  |  | Transition From Wood Floor To Slate Floor | 11.59 | 10% | 12.749 | LF | 1.4149 | 18.0383 | 0.025 | 45 | 0.31873 | 14.3426 | 32.3809
338 |  |  | Transition From Tile Floor To Wood Floor | 73.32 | 10% | 80.652 | LF | 1.4149 | 114.1129 | 0.025 | 45 | 2.0163 | 90.7335 | 204.8464
Base And Trims
339 |  |  | Wood Floor Base | 519.09 | 10% | 570.999 | LF | 3.3173 | 1894.1864 | 0.03 | 45 | 17.13 | 770.8487 | 2665.0351
340 |  |  | Slate Floor Base | 68.16 | 10% | 74.976 | LF | 4.8756 | 365.553 | 0.19 | 45 | 14.2454 | 641.0448 | 1006.5978
341 |  |  | Tile Floor Base | 162.04 | 10% | 178.244 | LF | 4.8756 | 869.0464 | 0.19 | 45 | 33.8664 | 1523.9862 | 2393.0326
342 |  |  | Door Trims | 1279.9 | 10% | 1407.89 | LF | 1.9598 | 2759.1828 | 0.032 | 45 | 45.0525 | 2027.3616 | 4786.5444
Exterior Wall Finishes
343 |  |  | Hardiboard Siding In Size & Shape To Match Existing Siding | 2867 | 10% | 3153.7 | SF | 2.9636 | 9346.3053 | 0.04 | 45 | 126.148 | 5676.66 | 15022.9653
344 |  |  | Existing Brick To Be Painted | 908 | 10% | 998.8 | SF | 0.80304 | 802.0764 | 0.0213 | 45 | 21.2744 | 957.3498 | 1759.4262
345 |  |  | Painted Trellis | 118 | 10% | 129.8 | SF | 0.80304 | 104.2346 | 0.0213 | 45 | 2.7647 | 124.4133 | 228.6479
346 |  |  | Paint On Wood Posts | 480 | 10% | 528 | SF | 0.80304 | 424.0051 | 0.0213 | 45 | 11.2464 | 506.088 | 930.0931
347 |  |  | Door Trim | 139.91 | 10% | 153.901 | LF | 1.9598 | 301.6152 | 0.032 | 45 | 4.9248 | 221.6174 | 523.2326
348 |  |  | Window Trim | 167.83 | 10% | 184.613 | LF | 1.9598 | 361.8046 | 0.032 | 45 | 5.9076 | 265.8427 | 627.6473
349 |  |  | Window Sill | 26.08 | 10% | 28.688 | LF | 6.453 | 185.1237 | 0.0665 | 45 | 1.9078 | 85.8488 | 270.9725
350 |  |  | Wood/ Hardiboard Bracket | 89 | 0% | 89 | EA | 51.624 | 4594.536 | 0.4 | 45 | 35.6 | 1602 | 6196.536
Tiling
351 |  |  | Wall Tiles @ Washroom | 579 | 10% | 636.9 | SF | 4.7322 | 3013.9382 | 0.059 | 45 | 37.5771 | 1690.9695 | 4704.9077
Paints And Coatings
352 |  |  | Pt, Interior Wall Paint, Manufacturer: Sherwin Williams | 10111 | 10% | 11122.1 | SF | 0.80304 | 8931.4912 | 0.0213 | 45 | 236.9007 | 10660.5328 | 19592.024
Miscellaneous Paint
353 |  |  | Paint On Door Trims | 1279.9 | 10% | 1407.89 | LF | 1.0707 | 1507.456 | 0.0313 | 45 | 44.067 | 1983.0131 | 3490.469
354 |  |  | Paint On (2) 1'-6 1/2" X 6'-7 1/2" Solid Wood French Door | 1 | 10% | 1.1 | EA | 30.5155 | 33.5671 | 0.5513 | 45 | 0.60643 | 27.2894 | 60.8564
355 |  |  | Paint On (2) 2'-6" X 6'-7 1/2" Solid Wood French Door | 3 | 10% | 3.3 | EA | 61.031 | 201.4024 | 1.1026 | 45 | 3.6386 | 163.7361 | 365.1385
356 |  |  | Paint On 3'-0" X 6'-7 1/2" Solid Wood Stile & Rail Door | 2 | 10% | 2.2 | EA | 30.5155 | 67.1341 | 0.5513 | 45 | 1.2129 | 54.5787 | 121.7128
357 |  |  | Paint On 3'-0" X 7'-0" Solid Wood Stile & Rail Door | 2 | 10% | 2.2 | EA | 30.5155 | 67.1341 | 0.5513 | 45 | 1.2129 | 54.5787 | 121.7128
358 |  |  | Paint On 3'-0" X 7'-6 1/4" Solid Wood French Door | 1 | 10% | 1.1 | EA | 30.5155 | 33.5671 | 0.5513 | 45 | 0.60643 | 27.2894 | 60.8564
359 |  |  | Paint On 7'-11 3/4 " X 6'-9 1/4" Insulated Steel Overhead Door | 2 | 10% | 2.2 | EA | 61.031 | 134.2683 | 1.1026 | 45 | 2.4257 | 109.1574 | 243.4257
360 |  |  | Paint On (2) 1'-7" X 6'-8" Solid Wood Door | 3 | 10% | 3.3 | EA | 30.5155 | 100.7012 | 0.5513 | 45 | 1.8193 | 81.8681 | 182.5693
361 |  |  | Paint On (2) 1'-3" X 6'-8" Solid Wood Door | 1 | 10% | 1.1 | EA | 30.5155 | 33.5671 | 0.5513 | 45 | 0.60643 | 27.2894 | 60.8564
362 |  |  | Paint On 1'-9" X 6'-8" Solid Wood Door | 1 | 10% | 1.1 | EA | 30.5155 | 33.5671 | 0.5513 | 45 | 0.60643 | 27.2894 | 60.8564
363 |  |  | Paint On 2'-0" X 6'-8" Solid Wood Door | 1 | 10% | 1.1 | EA | 30.5155 | 33.5671 | 0.5513 | 45 | 0.60643 | 27.2894 | 60.8564
364 |  |  | Paint On 2'-4" X 6'-8" Solid Wood Door | 1 | 10% | 1.1 | EA | 30.5155 | 33.5671 | 0.5513 | 45 | 0.60643 | 27.2894 | 60.8564
365 |  |  | Paint On 2'-6" X 6'-8" Solid Wood Door | 9 | 10% | 9.9 | EA | 30.5155 | 302.1036 | 0.5513 | 45 | 5.4579 | 245.6042 | 547.7078
366 |  |  | Paint On 2'-7 1/2" X 6'-8" Solid Wood Door | 2 | 10% | 2.2 | EA | 30.5155 | 67.1341 | 0.5513 | 45 | 1.2129 | 54.5787 | 121.7128
367 |  |  | Paint On 2'-8" X 6'-8" Solid Wood Door | 4 | 10% | 4.4 | EA | 30.5155 | 134.2683 | 0.5513 | 45 | 2.4257 | 109.1574 | 243.4257
368 |  |  | Paint On 2'-9 1/2" X 6'-8" Solid Wood Door | 2 | 10% | 2.2 | EA | 30.5155 | 67.1341 | 0.5513 | 45 | 1.2129 | 54.5787 | 121.7128
369 |  |  | Paint On 3'-2" X 6'-8" Solid Wood Door | 1 | 10% | 1.1 | EA | 30.5155 | 33.5671 | 0.5513 | 45 | 0.60643 | 27.2894 | 60.8564
370 |  |  | Paint On 1'-6" X 3'-4" Shutter Door | 10 | 10% | 11 | EA | 10.994 | 120.934 | 0.35 | 45 | 3.85 | 173.25 | 294.184
371 |  |  | Paint On 1'-6" X 4'-0" Shutter Door | 5 | 10% | 5.5 | EA | 10.994 | 60.467 | 0.35 | 45 | 1.925 | 86.625 | 147.092
372 |  |  | Paint On 1'-6" X 4'-4" Shutter Door | 14 | 10% | 15.4 | EA | 10.994 | 169.3076 | 0.35 | 45 | 5.39 | 242.55 | 411.8576
373 |  |  | Paint On 3'-0" X 3'-10" Shutter Door | 2 | 10% | 2.2 | EA | 17.208 | 37.8576 | 0.35 | 45 | 0.77 | 34.65 | 72.5076
|  |  | DIV.10 SPECIALTIES | [11 empty] | 3461.3399
[13 empty] | Labor/Hour | 45
Toilet, Bath And Laundry Accessories
374 |  |  | Wall Mirror | 5 | 0% | 5 | EA | 99.424 | 497.12 | 0.533 | 45 | 2.665 | 119.925 | 617.045
375 |  |  | Soap Dispenser | 5 | 0% | 5 | EA | 55.926 | 279.63 | 0.4 | 45 | 2 | 90 | 369.63
376 |  |  | Tissue Paper Holder | 5 | 0% | 5 | EA | 55.448 | 277.24 | 0.4 | 45 | 2 | 90 | 367.24
377 |  |  | 18" Grab Bar | 5 | 0% | 5 | EA | 28.68 | 143.4 | 0.333 | 45 | 1.665 | 74.925 | 218.325
378 |  |  | 24" Grab Bar | 5 | 0% | 5 | EA | 27.724 | 138.62 | 0.348 | 45 | 1.74 | 78.3 | 216.92
379 |  |  | 36" Grab Bar | 4 | 0% | 4 | EA | 32.982 | 131.928 | 0.4 | 45 | 1.6 | 72 | 203.928
380 |  |  | Towel Hanger | 4 | 0% | 4 | EA | 55.448 | 221.792 | 0.4 | 45 | 1.6 | 72 | 293.792
381 |  |  | 1'-6" X 5'-4" X 20" High Shower Bench With Stone Or Tile Finish | 1 | 0% | 1 | EA | 1019.6696 | 1019.6696 | 3.4398 | 45 | 3.4398 | 154.7903 | 1174.4599
|  |  | DIV.11 EQUIPMENT | [11 empty] | 22716.9361
[13 empty] | Labor/Hour | 45
Equipments
382 |  |  | 30" Refrigerator | 1 | 0% | 1 | EA | 1720.8 | 1720.8 | 4 | 45 | 4 | 180 | 1900.8
383 |  |  | Under Cabinet Refrigerator | 2 | 0% | 2 | EA | 1577.4 | 3154.8 | 4 | 45 | 8 | 360 | 3514.8
384 |  |  | Under Cabinet Wine | 1 | 0% | 1 | EA | 1577.4 | 1577.4 | 4 | 45 | 4 | 180 | 1757.4
385 |  |  | 30" Freezer | 1 | 0% | 1 | EA | 1720.8 | 1720.8 | 4 | 45 | 4 | 180 | 1900.8
386 |  |  | Oven/ Micro W/ Dwr | 1 | 0% | 1 | EA | 1195 | 1195 | 4 | 45 | 4 | 180 | 1375
387 |  |  | Dish Washer | 1 | 0% | 1 | EA | 1888.1 | 1888.1 | 4 | 45 | 4 | 180 | 2068.1
388 |  |  | Bread | 1 | 0% | 1 | EA | 307.832 | 307.832 | 0.3 | 45 | 0.3 | 13.5 | 321.332
389 |  |  | Trash | 3 | 0% | 3 | EA | 131.4882 | 394.4647 | 1.8 | 45 | 5.4 | 243 | 637.4647
390 |  |  | Gas Grill | 1 | 0% | 1 | EA | 1414.88 | 1414.88 | 4 | 45 | 4 | 180 | 1594.88
391 |  |  | Washing Machine W/ Dryer | 1 | 0% | 1 | EA | 2676.8 | 2676.8 | 5.333 | 45 | 5.333 | 239.985 | 2916.785
392 |  |  | "Isokern" Zero Clearance Prefabricated Fireplace Or Dm Conc Chimney Unit By " Earthcore" | 1 | 0% | 1 | EA | 4189.5744 | 4189.5744 | 12 | 45 | 12 | 540 | 4729.5744
|  |  | DIV.12 FURNISHINGS | [11 empty] | 34307.8395
[13 empty] | Labor/Hour | 48
Countertop & Backsplash
393 |  |  | Countertop | 153 | 10% | 168.3 | SF | 50.19 | 8446.977 | 0.571 | 48 | 96.0993 | 4612.7664 | 13059.7434
394 |  |  | Backsplash | 64.7 | 10% | 71.17 | LF | 10.516 | 748.4237 | 0.125 | 48 | 8.8963 | 427.02 | 1175.4437
Accessories
395 |  |  | 36" High Painted Wood Guard Rail | 80.59 | 10% | 88.649 | LF | 88.2388 | 7822.2814 | 0.33 | 48 | 29.2542 | 1404.2002 | 9226.4815
396 |  |  | 2" X 6" Square Column Base Or Newel Post | 19 | 0% | 19 | EA | 51.624 | 980.856 | 1 | 48 | 19 | 912 | 1892.856
397 |  |  | Painted Wood Top Rail | 80.59 | 10% | 88.649 | LF | 23.422 | 2076.3369 | 0.24 | 48 | 21.2758 | 1021.2365 | 3097.5734
398 |  |  | Painted Wood Bottom Rail Plowed Out & Reinforced With 1- 1/2" X 1- 1/2" Tube Steel Prefinish Tube Steel | 80.59 | 10% | 88.649 | LF | 12.428 | 1101.7298 | 0.12 | 48 | 10.6379 | 510.6182 | 1612.348
399 |  |  | 1- 1/4" Square Pickets W/ 4- 3/4" O.C | 108 | 10% | 118.8 | LF | 21.3188 | 2532.6734 | 0.3 | 48 | 35.64 | 1710.72 | 4243.3934
|  |  | DIV.22 PLUMBING | [11 empty] | 60755.5646
[13 empty] | Labor/Hour | 50
Plumbing Piping
Sanitary Sewer
400 |  |  | 2" Dia Sanitary Pipes | 94.07 | 10% | 103.477 | LF | 7.9922 | 827.0047 | 0.271 | 50 | 28.0423 | 1402.1134 | 2229.1181
401 |  |  | 2" Dia Vent Pipes | 296.6 | 10% | 326.26 | LF | 7.9922 | 2607.5221 | 0.271 | 50 | 88.4165 | 4420.823 | 7028.3451
402 |  |  | 3" Dia Sanitary Pipes | 31.22 | 10% | 34.342 | LF | 15.0474 | 516.7592 | 0.302 | 50 | 10.3713 | 518.5642 | 1035.3234
Gas
403 |  |  | 1" Dia Gas Pipes | 52 | 10% | 57.2 | LF | 12.0647 | 690.102 | 0.127 | 50 | 7.2644 | 363.22 | 1053.322
404 |  |  | 1-1/2" Dia Gas Pipes | 35 | 10% | 38.5 | LF | 18.5273 | 713.3003 | 0.157 | 50 | 6.0445 | 302.225 | 1015.5253
405 |  |  | 1-1/4" Dia Gas Pipes | 20 | 10% | 22 | LF | 15.9461 | 350.8138 | 0.138 | 50 | 3.036 | 151.8 | 502.6138
406 |  |  | 2" Dia Gas Pipes | 145 | 10% | 159.5 | LF | 23.3455 | 3723.6104 | 0.2 | 50 | 31.9 | 1595 | 5318.6104
407 |  |  | 3/4" Dia Gas Pipes | 10 | 10% | 11 | LF | 10.1814 | 111.9954 | 0.113 | 50 | 1.243 | 62.15 | 174.1454
Plumbing Joints
Sanitary Sewer
408 |  |  | 2" Dia Elbow Joints | 32 | 0% | 32 | EA | 42.542 | 1361.344 | 0.32 | 50 | 10.24 | 512 | 1873.344
409 |  |  | 2" Dia Elbow Joints, 45* | 7 | 0% | 7 | EA | 42.542 | 297.794 | 0.32 | 50 | 2.24 | 112 | 409.794
410 |  |  | 2" Dia Tee Joints | 9 | 0% | 9 | EA | 65.486 | 589.374 | 0.471 | 50 | 4.239 | 211.95 | 801.324
411 |  |  | 2" Dia Wye-Com Cross Joint | 1 | 0% | 1 | EA | 65.486 | 65.486 | 0.471 | 50 | 0.471 | 23.55 | 89.036
412 |  |  | 2" Dia Wye-Com Joints | 18 | 0% | 18 | EA | 65.486 | 1178.748 | 0.471 | 50 | 8.478 | 423.9 | 1602.648
413 |  |  | 3" Dia Elbow Joints | 17 | 0% | 17 | EA | 74.568 | 1267.656 | 0.485 | 50 | 8.245 | 412.25 | 1679.906
414 |  |  | 3" Dia Elbow Joints, 45* | 7 | 0% | 7 | EA | 74.568 | 521.976 | 0.485 | 50 | 3.395 | 169.75 | 691.726
415 |  |  | 3" Dia Wye-Com Joints | 25 | 0% | 25 | EA | 89.386 | 2234.65 | 0.727 | 50 | 18.175 | 908.75 | 3143.4
416 |  |  | 3" X 2" X 2" Dia Tee Joints | 1 | 0% | 1 | EA | 89.386 | 89.386 | 0.727 | 50 | 0.727 | 36.35 | 125.736
417 |  |  | 3" X 2" X 3" Dia Wye-Com Joints | 3 | 0% | 3 | EA | 89.386 | 268.158 | 0.727 | 50 | 2.181 | 109.05 | 377.208
418 |  |  | 3" X 2" X 3" Dia Wye Joints | 2 | 0% | 2 | EA | 89.386 | 178.772 | 0.727 | 50 | 1.454 | 72.7 | 251.472
Gas
419 |  |  | 1" Dia Elbow Joints | 8 | 0% | 8 | EA | 42.542 | 340.336 | 0.16 | 50 | 1.28 | 64 | 404.336
420 |  |  | 1" Dia Tee Joints | 4 | 0% | 4 | EA | 65.486 | 261.944 | 0.242 | 50 | 0.968 | 48.4 | 310.344
421 |  |  | 1" X 3/4" X 3/4" Dia Tee Joints | 1 | 0% | 1 | EA | 65.486 | 65.486 | 0.242 | 50 | 0.242 | 12.1 | 77.586
422 |  |  | 1/2" Dia Elbow Joints | 2 | 0% | 2 | EA | 66.92 | 133.84 | 0.16 | 50 | 0.32 | 16 | 149.84
423 |  |  | 1-1/2" Dia Elbow Joints | 2 | 0% | 2 | EA | 42.542 | 85.084 | 0.242 | 50 | 0.484 | 24.2 | 109.284
424 |  |  | 1-1/2" Dia Tee Joints | 1 | 0% | 1 | EA | 65.486 | 65.486 | 0.264 | 50 | 0.264 | 13.2 | 78.686
425 |  |  | 1-1/2" X 1-1/4" X 1-1/4" Dia Tee Joints | 1 | 0% | 1 | EA | 65.486 | 65.486 | 0.264 | 50 | 0.264 | 13.2 | 78.686
426 |  |  | 1-1/4" Dia Elbow Joints | 2 | 0% | 2 | EA | 42.542 | 85.084 | 0.2 | 50 | 0.4 | 20 | 105.084
427 |  |  | 1-1/4" Dia Tee Joints | 2 | 0% | 2 | EA | 65.486 | 130.972 | 0.296 | 50 | 0.592 | 29.6 | 160.572
428 |  |  | 1-1/4" X 1/2" X 1" Dia Tee Joints | 1 | 0% | 1 | EA | 65.486 | 65.486 | 0.296 | 50 | 0.296 | 14.8 | 80.286
429 |  |  | 2" Dia Elbow Joints | 4 | 0% | 4 | EA | 42.542 | 170.168 | 0.32 | 50 | 1.28 | 64 | 234.168
430 |  |  | 2" Dia Tee Joints | 3 | 0% | 3 | EA | 65.486 | 196.458 | 0.471 | 50 | 1.413 | 70.65 | 267.108
431 |  |  | 2" X 1" X 1-1/2" Dia Tee Joints | 1 | 0% | 1 | EA | 65.486 | 65.486 | 0.471 | 50 | 0.471 | 23.55 | 89.036
432 |  |  | 2" X 1" X 2" Dia Tee Joints | 1 | 0% | 1 | EA | 65.486 | 65.486 | 0.471 | 50 | 0.471 | 23.55 | 89.036
433 |  |  | 2" X 1-1/2" X 1" Dia Tee Joints | 1 | 0% | 1 | EA | 65.486 | 65.486 | 0.471 | 50 | 0.471 | 23.55 | 89.036
434 |  |  | 2" X 2" X 1-1/4" Dia Tee Joints | 1 | 0% | 1 | EA | 65.486 | 65.486 | 0.471 | 50 | 0.471 | 23.55 | 89.036
435 |  |  | 2" X 2-1/2" X 2" Dia Tee Joints | 1 | 0% | 1 | EA | 65.486 | 65.486 | 0.471 | 50 | 0.471 | 23.55 | 89.036
436 |  |  | 2-1/2" Dia Elbow Joints | 1 | 0% | 1 | EA | 42.542 | 42.542 | 0.4 | 50 | 0.4 | 20 | 62.542
437 |  |  | 3/4" Dia Elbow Joints | 3 | 0% | 3 | EA | 78.87 | 236.61 | 0.16 | 50 | 0.48 | 24 | 260.61
438 |  |  | 3/4" Dia Tee Joints | 2 | 0% | 2 | EA | 84.606 | 169.212 | 0.211 | 50 | 0.422 | 21.1 | 190.312
Plumbing Valves
Sanitary Sewer
439 |  |  | Air Admittance Valve | 2 | 0% | 2 | EA | 200.76 | 401.52 | 0.4 | 50 | 0.8 | 40 | 441.52
Gas
440 |  |  | 1-1/2" Dia Shutoff Valve | 1 | 0% | 1 | EA | 86.9004 | 86.9004 | 0.615 | 50 | 0.615 | 30.75 | 117.6504
441 |  |  | 1-1/4" Dia Shutoff Valve | 2 | 0% | 2 | EA | 68.6312 | 137.2625 | 0.533 | 50 | 1.066 | 53.3 | 190.5625
442 |  |  | 1" Dia Shutoff Valve | 3 | 0% | 3 | EA | 57.274 | 171.8219 | 0.421 | 50 | 1.263 | 63.15 | 234.9719
443 |  |  | 1/2" Dia Shutoff Valve | 1 | 0% | 1 | EA | 21.2328 | 21.2328 | 0.364 | 50 | 0.364 | 18.2 | 39.4328
444 |  |  | 2-1/2" Dia Shutoff Valve | 1 | 0% | 1 | EA | 157.74 | 157.74 | 1.143 | 50 | 1.143 | 57.15 | 214.89
445 |  |  | 3/4" Dia Shutoff Valve | 2 | 0% | 2 | EA | 34.569 | 69.1379 | 0.4 | 50 | 0.8 | 40 | 109.1379
Meter & Devices
446 |  |  | Gas Meter | 1 | 0% | 1 | EA | 430.2 | 430.2 | 1.8 | 50 | 1.8 | 90 | 520.2
447 |  |  | Gas Regulator Per Utility Company, 1298 Total Cfh | 1 | 0% | 1 | EA | 655 | 655 | 2 | 50 | 2 | 100 | 755
Plumbing Fixtures
448 |  |  | 2" Dia Vent Through Roof | 6 | 0% | 6 | EA | 76.48 | 458.88 | 1 | 50 | 6 | 300 | 758.88
449 |  |  | 2-Way Surface Cleanout | 1 | 0% | 1 | EA | 175.904 | 175.904 | 1 | 50 | 1 | 50 | 225.904
450 |  |  | Bath Tub With Shower Head | 1 | 0% | 1 | EA | 3011.4 | 3011.4 | 6 | 50 | 6 | 300 | 3311.4
451 |  |  | Bbq Area Sink | 1 | 0% | 1 | EA | 511.46 | 511.46 | 2.857 | 50 | 2.857 | 142.85 | 654.31
452 |  |  | Garbage Disposal | 2 | 0% | 2 | EA | 812.6 | 1625.2 | 2 | 50 | 4 | 200 | 1825.2
453 |  |  | Kitchen Sink With Faucet | 1 | 0% | 1 | EA | 511.46 | 511.46 | 2.857 | 50 | 2.857 | 142.85 | 654.31
454 |  |  | Laundry Sink With Faucet | 1 | 0% | 1 | EA | 511.46 | 511.46 | 2.857 | 50 | 2.857 | 142.85 | 654.31
455 |  |  | Lavatory With Faucet | 6 | 0% | 6 | EA | 650.08 | 3900.48 | 2 | 50 | 12 | 600 | 4500.48
456 |  |  | Prep. Sink With Faucet | 1 | 0% | 1 | EA | 511.46 | 511.46 | 2.857 | 50 | 2.857 | 142.85 | 654.31
457 |  |  | Shower Enclosure With Shower Head And Shower Drain | 4 | 0% | 4 | EA | 1067.852 | 4271.408 | 8.43 | 50 | 33.72 | 1686 | 5957.408
458 |  |  | Washer Box | 1 | 0% | 1 | EA | 91.6517 | 91.6517 | 1 | 50 | 1 | 50 | 141.6517
459 |  |  | Water Closet With Flush Valve | 5 | 0% | 5 | EA | 401.52 | 2007.6 | 3.019 | 50 | 15.095 | 754.75 | 2762.35
460 |  |  | Wall Cleanout | 16 | 0% | 16 | EA | 175.904 | 2814.464 | 1 | 50 | 16 | 800 | 3614.464
|  |  | DIV.23 MECHANICAL | [11 empty] | 41493.449
[13 empty] | Labor/Hour | 50
HVAC DUCTWORK
ROUND DUCTWORK
461 |  |  | 14" Dia Return Air | 25 | 10% | 27.5 | LF | 13.9098 | 382.5195 | 0.16 | 50 | 4.4 | 220 | 602.5195
462 |  |  | 18" Dia Return Air | 7 | 10% | 7.7 | LF | 20.2672 | 156.0574 | 0.18 | 50 | 1.386 | 69.3 | 225.3574
463 |  |  | 10" Dia Supply Air | 24 | 10% | 26.4 | LF | 9.082 | 239.7648 | 0.12 | 50 | 3.168 | 158.4 | 398.1648
464 |  |  | 12" Dia Supply Air | 34 | 10% | 37.4 | LF | 11.7875 | 440.8518 | 0.14 | 50 | 5.236 | 261.8 | 702.6518
465 |  |  | 14" Dia Supply Air | 15 | 10% | 16.5 | LF | 13.9098 | 229.5117 | 0.16 | 50 | 2.64 | 132 | 361.5117
466 |  |  | 14" Dia Supply Air | 36 | 10% | 39.6 | LF | 13.9098 | 550.8281 | 0.16 | 50 | 6.336 | 316.8 | 867.6281
467 |  |  | 18" Dia Supply Air | 8 | 10% | 8.8 | LF | 20.2672 | 178.3514 | 0.18 | 50 | 1.584 | 79.2 | 257.5514
468 |  |  | 6" Dia Supply Air | 43 | 10% | 47.3 | LF | 5.3536 | 253.2253 | 0.08 | 50 | 3.784 | 189.2 | 442.4253
469 |  |  | 8" Dia Supply Air | 60 | 10% | 66 | LF | 7.2656 | 479.5296 | 0.08 | 50 | 5.28 | 264 | 743.5296
RECTANGULAR DUCTWORK
470 |  |  | 12/8" Dia Supply Air | 14 | 10% | 15.4 | LF | 12.6192 | 194.3357 | 0.14 | 50 | 2.156 | 107.8 | 302.1357
471 |  |  | 24/8" Dia Supply Air | 5 | 10% | 5.5 | LF | 17.0168 | 93.5924 | 0.154 | 50 | 0.847 | 42.35 | 135.9424
FLEXIBLE DUCTWORK
472 |  |  | 8" Dia Supply Air | 2 | 10% | 2.2 | LF | 7.2656 | 15.9843 | 0.08 | 50 | 0.176 | 8.8 | 24.7843
473 |  |  | 10" Dia Supply Air | 3 | 10% | 3.3 | LF | 9.7512 | 32.179 | 0.12 | 50 | 0.396 | 19.8 | 51.979
474 |  |  | 6" Dia Supply Air | 7 | 10% | 7.7 | LF | 5.3536 | 41.2227 | 0.08 | 50 | 0.616 | 30.8 | 72.0227
475 |  |  | 8" Dia Supply Air | 15 | 10% | 16.5 | LF | 7.2656 | 119.8824 | 0.08 | 50 | 1.32 | 66 | 185.8824
DUCTWORK TRANSITIONS
ELBOWS
476 |  |  | 10" Elbow Joint Supply Air | 1 | 0% | 1 | EA | 62.7136 | 62.7136 | 0.455 | 50 | 0.455 | 22.75 | 85.4636
477 |  |  | 12" Elbow 45 Joint Supply Air | 2 | 0% | 2 | EA | 74.568 | 149.136 | 0.455 | 50 | 0.91 | 45.5 | 194.636
478 |  |  | 12" Elbow Joint Supply Air | 2 | 0% | 2 | EA | 74.568 | 149.136 | 0.455 | 50 | 0.91 | 45.5 | 194.636
479 |  |  | 14" Elbow Joint Return Air | 2 | 0% | 2 | EA | 78.392 | 156.784 | 0.455 | 50 | 0.91 | 45.5 | 202.284
480 |  |  | 14" Elbow Joint Supply Air | 3 | 0% | 3 | EA | 78.392 | 235.176 | 0.455 | 50 | 1.365 | 68.25 | 303.426
481 |  |  | 18" Elbow Joint Return Air | 1 | 0% | 1 | EA | 85.084 | 85.084 | 0.54 | 50 | 0.54 | 27 | 112.084
482 |  |  | 24/8" Elbow Joint Supply Air | 1 | 0% | 1 | EA | 107.072 | 107.072 | 0.6 | 50 | 0.6 | 30 | 137.072
483 |  |  | 8" Elbow 45 Joint Supply Air | 1 | 0% | 1 | EA | 7.2656 | 7.2656 | 0.08 | 50 | 0.08 | 4 | 11.2656
REDUCERS
484 |  |  | 12" X 10" Dia Reducer | 1 | 0% | 1 | EA | 13.9098 | 13.9098 | 0.172 | 50 | 0.172 | 8.6 | 22.5098
485 |  |  | 12" X 6" Supply Air Reducer | 1 | 0% | 1 | EA | 11.7588 | 11.7588 | 0.172 | 50 | 0.172 | 8.6 | 20.3588
486 |  |  | 14" X 12" Dia Reducer | 1 | 0% | 1 | EA | 15.296 | 15.296 | 0.172 | 50 | 0.172 | 8.6 | 23.896
487 |  |  | 14" X 6" Supply Air Reducer | 1 | 0% | 1 | EA | 14.34 | 14.34 | 0.156 | 50 | 0.156 | 7.8 | 22.14
488 |  |  | 18" X 14" Supply Air Reducer | 1 | 0% | 1 | EA | 23.422 | 23.422 | 0.22 | 50 | 0.22 | 11 | 34.422
489 |  |  | 24/8" X 12/8" Reducer | 1 | 0% | 1 | EA | 24.2824 | 24.2824 | 0.244 | 50 | 0.244 | 12.2 | 36.4824
SIDE TRANSITIONS
490 |  |  | 10" Dia Supply Air Side Transition | 2 | 0% | 2 | EA | 62.7136 | 125.4272 | 0.46 | 50 | 0.92 | 46 | 171.4272
491 |  |  | 12" Dia Supply Air Side Transition | 1 | 0% | 1 | EA | 74.568 | 74.568 | 0.46 | 50 | 0.46 | 23 | 97.568
492 |  |  | 12" X 6" Supply Air Side Transition | 1 | 0% | 1 | EA | 71.0308 | 71.0308 | 0.46 | 50 | 0.46 | 23 | 94.0308
493 |  |  | 16" X 6" Supply Air Side Transition | 2 | 0% | 2 | EA | 71.0308 | 142.0616 | 0.46 | 50 | 0.92 | 46 | 188.0616
494 |  |  | 6" Dia Supply Air Side Transition | 3 | 0% | 3 | EA | 22.944 | 68.832 | 0.35 | 50 | 1.05 | 52.5 | 121.332
495 |  |  | 8" Dia Supply Air Side Transition | 6 | 0% | 6 | EA | 27.4372 | 164.6232 | 0.35 | 50 | 2.1 | 105 | 269.6232
HVAC UNITS
CONDENSING UNITS
496 |  |  | Tag Cu-1, Condensing Unit, Manufacturer: Lennox, Model No: Sl25Xpv-48 | 1 | 0% | 1 | EA | 4359.36 | 4359.36 | 8 | 50 | 8 | 400 | 4759.36
497 |  |  | Tag Cu-2, Condensing Unit, Manufacturer: Lennox, Model No: Sl25Xpv-24 | 1 | 0% | 1 | EA | 3288.64 | 3288.64 | 8 | 50 | 8 | 400 | 3688.64
498 |  |  | Tag Cu-3, Condensing Unit, Manufacturer: Lennox, Model No: Sl25Xpv-60 | 1 | 0% | 1 | EA | 6271.36 | 6271.36 | 8 | 50 | 8 | 400 | 6671.36
AIR HANDLING UNITS
499 |  |  | Tag Ahu-1, Air Handling Unit, Manufacturer: Lennox, Model No: Cba38Mv048, 1600 Cfm | 1 | 0% | 1 | EA | 2638.56 | 2638.56 | 4.6 | 50 | 4.6 | 230 | 2868.56
500 |  |  | Tag Ahu-2, Air Handling Unit, Manufacturer: Lennox, Model No: Cba38Mv024, 800 Cfm | 1 | 0% | 1 | EA | 2342.2 | 2342.2 | 4.6 | 50 | 4.6 | 230 | 2572.2
501 |  |  | Tag Ahu-3, Air Handling Unit, Manufacturer: Lennox, Model No: Cba38Mv060, 1800 Cfm | 1 | 0% | 1 | EA | 3001.84 | 3001.84 | 4.6 | 50 | 4.6 | 230 | 3231.84
FANS
502 |  |  | Tag Ef-1, Exhaust Fan, Manufacturer: Panasonic, ,Model No: Fv-05-11 Vk1, 110 Cfm | 4 | 0% | 4 | EA | 274.372 | 1097.488 | 2 | 50 | 8 | 400 | 1497.488
503 |  |  | Tag Ef-2, Exhaust Fan, Manufacturer: Panasonic, ,Model No: Fv-05-11 Vk1, 150 Cfm | 1 | 0% | 1 | EA | 338.424 | 338.424 | 2 | 50 | 2 | 100 | 438.424
DEVICES
504 |  |  | Thermostat | 3 | 0% | 3 | EA | 139.576 | 418.728 | 2 | 50 | 6 | 300 | 718.728
505 |  |  | Float Sensor | 3 | 0% | 3 | EA | 72.656 | 217.968 | 1.12 | 50 | 3.36 | 168 | 385.968
506 |  |  | Auto Change-Over | 3 | 0% | 3 | EA | 313.568 | 940.704 | 1 | 50 | 3 | 150 | 1090.704
DAMPERS
507 |  |  | 10" Dia Volume Damper | 1 | 0% | 1 | EA | 108.028 | 108.028 | 1.2 | 50 | 1.2 | 60 | 168.028
508 |  |  | 6" Dia Volume Damper | 3 | 0% | 3 | EA | 83.172 | 249.516 | 1.2 | 50 | 3.6 | 180 | 429.516
509 |  |  | 8" Dia Volume Damper | 7 | 0% | 7 | EA | 97.512 | 682.584 | 1.2 | 50 | 8.4 | 420 | 1102.584
EQUIPMENT
510 |  |  | Kitchen Range Hood | 1 | 0% | 1 | EA | 1166.32 | 1166.32 | 2.3 | 50 | 2.3 | 115 | 1281.32
GRILLS
511 |  |  | 10" X 10" Supply Air Grill | 1 | 0% | 1 | EA | 97.512 | 97.512 | 0.644 | 50 | 0.644 | 32.2 | 129.712
512 |  |  | 12" X 3" Supply Air Grill | 2 | 0% | 2 | EA | 108.984 | 217.968 | 0.644 | 50 | 1.288 | 64.4 | 282.368
513 |  |  | 12" X 6" Supply Air Grill | 1 | 0% | 1 | EA | 108.984 | 108.984 | 0.644 | 50 | 0.644 | 32.2 | 141.184
514 |  |  | 16" X 6" Supply Air Grill | 2 | 0% | 2 | EA | 126.192 | 252.384 | 0.644 | 50 | 1.288 | 64.4 | 316.784
515 |  |  | 18" X 5" Supply Air Grill | 2 | 0% | 2 | EA | 137.664 | 275.328 | 0.644 | 50 | 1.288 | 64.4 | 339.728
516 |  |  | 6" X 6" Supply Air Grill | 5 | 0% | 5 | EA | 85.2752 | 426.376 | 0.48 | 50 | 2.4 | 120 | 546.376
517 |  |  | 8" X 8" Supply Air Grill | 5 | 0% | 5 | EA | 97.512 | 487.56 | 0.48 | 50 | 2.4 | 120 | 607.56
518 |  |  | 24" X 14" Return Air Grill | 1 | 0% | 1 | EA | 133.84 | 133.84 | 1 | 50 | 1 | 50 | 183.84
519 |  |  | 30" X 20" Return Air Grill | 1 | 0% | 1 | EA | 274.372 | 274.372 | 1 | 50 | 1 | 50 | 324.372
|  |  | DIV.26 ELECTRICAL | [11 empty] | 72999.1006
[13 empty] | Labor/Hour | 52
Conduits
520 |  |  | 1/2" Emt Conduit | 729 | 10% | 801.9 | LF | 1.1854 | 950.6043 | 0.047 | 52 | 37.6893 | 1959.8436 | 2910.4479
521 |  |  | 1/2" Conn Ss Stl - Emt | 59 | 0% | 59 | EA
522 |  |  | 1/2" Coupling Ss Stl - Emt | 73 | 0% | 73 | EA
523 |  |  | 1/2" 1-H Strap - Emt - Steel | 110 | 0% | 110 | EA
524 |  |  | 4X1 1/2" Sq Box Comb Ko | 8 | 0% | 8 | EA
525 |  |  | 4" Sq Blank Cover | 8 | 0% | 8 | EA
526 |  |  | #8 To #10 X 7/8 Plas Anchor (3/16) | 146 | 0% | 146 | EA
527 |  |  | #10 X 1 P/H Self-Tap Screw | 146 | 0% | 146 | EA
528 |  |  | 3/4" Emt Conduit | 3419 | 10% | 3760.9 | LF | 1.8451 | 6939.1614 | 0.062 | 52 | 233.1758 | 12125.1416 | 19064.303
529 |  |  | 3/4" Conn Ss Stl - Emt | 274 | 0% | 274 | EA
530 |  |  | 3/4" Coupling Ss Stl - Emt | 342 | 0% | 342 | EA
531 |  |  | 3/4" 1-H Strap - Emt - Steel | 509 | 0% | 509 | EA
532 |  |  | 4X1 3/4" Sq Box Comb Ko | 35 | 0% | 35 | EA
533 |  |  | 4" Sq Blank Cover | 35 | 0% | 35 | EA
534 |  |  | #8 To #10 X 7/8 Plas Anchor (3/16) | 680 | 0% | 680 | EA
535 |  |  | #10 X 1 P/H Self-Tap Screw | 680 | 0% | 680 | EA
536 |  |  | 1" Pvc Conduits | 115 | 10% | 126.5 | LF | 1.9024 | 240.6587 | 0.04 | 52 | 5.06 | 263.12 | 503.7787
537 |  |  | 2" Pvc Conduits | 55 | 10% | 60.5 | LF | 3.9578 | 239.4493 | 0.067 | 52 | 4.0535 | 210.782 | 450.2313
538 |  |  | 2-1/2" Pvc Conduits | 100 | 10% | 110 | LF | 4.9473 | 544.203 | 0.08375 | 52 | 9.2125 | 479.05 | 1023.253
Conductors
Service
539 |  |  | 2#10, 1#10 Gnd Cu Wire Service For Cu-2 | 23.96 | 10% | 26.356 | LF | 0.98258 | 25.8968 | 0.024 | 52 | 0.63254 | 32.8923 | 58.7891
540 |  |  | 2#12 Cu Wire Connection For Lights | 728.99 | 10% | 801.889 | LF | 0.4367 | 350.1856 | 0.01454 | 52 | 11.6595 | 606.2922 | 956.4778
541 |  |  | 2#12, 1#12 Gnd Cu Wire Service For Lights | 1813 | 10% | 1994.3 | LF | 0.65505 | 1306.3686 | 0.02181 | 52 | 43.4957 | 2261.7755 | 3568.1441
542 |  |  | 2#12, 1#12 Gnd Cu Wire Service For Receptacles | 1535 | 10% | 1688.5 | LF | 0.65505 | 1106.054 | 0.02181 | 52 | 36.8262 | 1914.9616 | 3021.0156
543 |  |  | 2#6, 1#10 Gnd Cu Wire Service For Cu-3 | 29.04 | 10% | 31.944 | LF | 1.761 | 56.2519 | 0.03262 | 52 | 1.042 | 54.1847 | 110.4365
544 |  |  | 2#8, 1#10 Gnd Cu Wire Service For Cu-1 | 18.47 | 10% | 20.317 | LF | 1.3338 | 27.099 | 0.028 | 52 | 0.56888 | 29.5816 | 56.6806
Feeders
545 |  |  | 3#1, 1#8 Gnd Cu Wire From Panel A-1 To Panel A, Assumed | 55 | 10% | 60.5 | LF | 7.5946 | 459.4709 | 0.068 | 52 | 4.114 | 213.928 | 673.3989
546 |  |  | 3#10, 1#12 Isulated Gnd Cu Wire From Panel B-1 To Panel B | 115 | 10% | 126.5 | LF | 1.2009 | 151.9173 | 0.03127 | 52 | 3.9557 | 205.6941 | 357.6114
547 |  |  | 3#3/0, 1#6 Gnd Cu Wire From Panel B To Panel A, Assumed | 100 | 10% | 110 | LF | 14.8141 | 1629.5488 | 0.10831 | 52 | 11.9141 | 619.5332 | 2249.082
Grounding
548 |  |  | 1#4 Cu Grounding | 20 | 10% | 22 | LF | 1.3481 | 29.6572 | 0.01509 | 52 | 0.33198 | 17.263 | 46.9202
549 |  |  | 1#8 Cu Grounding | 10 | 0% | 10 | EA | 0.50314 | 5.0314 | 0.01 | 52 | 0.1 | 5.2 | 10.2314
Receptacles And Switches
550 |  |  | Duplex Receptacles | 35 | 0% | 35 | EA | 12.7722 | 447.0256 | 0.55 | 52 | 19.25 | 1001 | 1448.0256
551 |  |  | Duplex Receptacles, Ground Fault Circuit Interrupter | 39 | 0% | 39 | EA | 30.8501 | 1203.1547 | 0.65 | 52 | 25.35 | 1318.2 | 2521.3547
552 |  |  | Duplex Receptacles, Ground Fault Circuit Interrupter, Weatherproof | 20 | 0% | 20 | EA | 35.1521 | 703.0424 | 0.9 | 52 | 18 | 936 | 1639.0424
553 |  |  | Duplex Receptacles, Surface Mounted | 6 | 0% | 6 | EA | 12.7722 | 76.633 | 0.55 | 52 | 3.3 | 171.6 | 248.233
554 |  |  | Switched Garbage Disposal Outlet, Ground Fault Circuit Interrupter | 2 | 0% | 2 | EA | 30.8501 | 61.7002 | 0.65 | 52 | 1.3 | 67.6 | 129.3002
Lighting Fixture
555 |  |  | Mini Can Light Fixture | 26 | 0% | 26 | EA | 76.48 | 1988.48 | 1 | 52 | 26 | 1352 | 3340.48
556 |  |  | Mini Can Light Fixture, Weatherproof | 9 | 0% | 9 | EA | 76.48 | 688.32 | 1 | 52 | 9 | 468 | 1156.32
557 |  |  | Track Light Heads | 8 | 0% | 8 | EA | 253.34 | 2026.72 | 1.8 | 52 | 14.4 | 748.8 | 2775.52
558 |  |  | Pendant Light Fixture | 26 | 0% | 26 | EA | 210.32 | 5468.32 | 1.6 | 52 | 41.6 | 2163.2 | 7631.52
559 |  |  | Pendant Light Fixture, Weatherproof | 1 | 0% | 1 | EA | 210.32 | 210.32 | 1.6 | 52 | 1.6 | 83.2 | 293.52
560 |  |  | 2' Linear Under Cabinet Light Fixture | 14 | 0% | 14 | EA | 129.06 | 1806.84 | 1 | 52 | 14 | 728 | 2534.84
561 |  |  | Wall Mounted Light Fixture | 27 | 0% | 27 | EA | 138.62 | 3742.74 | 1 | 52 | 27 | 1404 | 5146.74
562 |  |  | Wall Mounted Light Fixture, Weatherproof | 2 | 0% | 2 | EA | 138.62 | 277.24 | 1 | 52 | 2 | 104 | 381.24
Lighting Controls
563 |  |  | 1-Pole Dimmer Switch | 38 | 0% | 38 | EA | 28.9572 | 1100.3751 | 0.471 | 52 | 17.898 | 930.696 | 2031.0711
564 |  |  | 1-Pole Switch | 31 | 0% | 31 | EA | 12.2464 | 379.6372 | 0.468 | 52 | 14.508 | 754.416 | 1134.0532
Disconnect Switches
565 |  |  | Disconnect Switch, 25A, 2P | 1 | 0% | 1 | EA | 423.2371 | 423.2371 | 1.67 | 52 | 1.67 | 86.84 | 510.0771
566 |  |  | Disconnect Switch, 40A, 2P | 1 | 0% | 1 | EA | 458.88 | 458.88 | 1.8 | 52 | 1.8 | 93.6 | 552.48
567 |  |  | Disconnect Switch, 50A, 2P | 1 | 0% | 1 | EA | 516.24 | 516.24 | 2 | 52 | 2 | 104 | 620.24
Panels & Breakers
568 |  |  | Panel A-1: 120/240V, 1Ph, 3Wire, 100A, 22/10K Aic, Nema 1 | 1 | 0% | 1 | EA | 1471.4274 | 1471.4274 | 2 | 52 | 2 | 104 | 1575.4274
569 |  |  | 15A, 1P Circuit Breaker | 5 | 0% | 5 | EA
570 |  |  | 20A, 1P Circuit Breaker | 17 | 0% | 17 | EA
571 |  |  | 30A, 2P Circuit Breaker | 1 | 0% | 1 | EA
572 |  |  | 50A, 2P Circuit Breaker | 1 | 0% | 1 | EA
573 |  |  | Panel B: 120/240V, 1Ph, 3Wire, 200A, 10K Aic, Nema 1 | 1 | 0% | 1 | EA | 1234.1004 | 1234.1004 | 2.963 | 52 | 2.963 | 154.076 | 1388.1764
574 |  |  | 15A, 2P Circuit Breaker | 3 | 0% | 3 | EA
575 |  |  | 20A, 1P Circuit Breaker | 10 | 0% | 10 | EA
576 |  |  | 20A, 2P Circuit Breaker | 1 | 0% | 1 | EA
577 |  |  | 25A, 2P Circuit Breaker | 1 | 0% | 1 | EA
578 |  |  | 30A, 2P Circuit Breaker | 1 | 0% | 1 | EA
579 |  |  | 40A, 2P Circuit Breaker | 1 | 0% | 1 | EA
580 |  |  | 50A, 2P Circuit Breaker | 1 | 0% | 1 | EA
581 |  |  | Panel B-1: 120/240V, 1Ph, 3Wire, 30A, 10K Aic, Nema 3R | 1 | 0% | 1 | EA | 802.17 | 802.17 | 1.509 | 52 | 1.509 | 78.468 | 880.638
582 |  |  | 15A, 1P Circuit Breaker | 1 | 0% | 1 | EA
583 |  |  | 20A, 1P Circuit Breaker | 1 | 0% | 1 | EA
|  |  | DIV.27 COMMUNICATIONS | [11 empty] | 681.2529
[13 empty] | Labor/Hour | 52
Conduits
584 |  |  | 3/4" Emt Conduit | 75 | 10% | 82.5 | LF | 1.8451 | 152.2191 | 0.062 | 52 | 5.115 | 265.98 | 418.1991
585 |  |  | 3/4" Conn Ss Stl - Emt | 6 | 0% | 6 | EA
586 |  |  | 3/4" Coupling Ss Stl - Emt | 8 | 0% | 8 | EA
587 |  |  | 3/4" 1-H Strap - Emt - Steel | 12 | 0% | 12 | EA
588 |  |  | 4X1 3/4" Sq Box Comb Ko | 1 | 0% | 1 | EA
589 |  |  | 4" Sq Blank Cover | 1 | 0% | 1 | EA
590 |  |  | #8 To #10 X 7/8 Plas Anchor (3/16) | 16 | 0% | 16 | EA
591 |  |  | #10 X 1 P/H Self-Tap Screw | 16 | 0% | 16 | EA
Structured Cabling
592 |  |  | Rj6 Coaxial Cable For Tv Outlet | 34.19 | 10% | 37.609 | LF | 0.4367 | 16.4239 | 0.01454 | 52 | 0.54683 | 28.4354 | 44.8593
593 |  |  | Cat5E, Cat6E Coaxial Cable Service For Combo Outlet | 38 | 10% | 41.8 | LF | 0.4367 | 18.2541 | 0.01454 | 52 | 0.60777 | 31.6041 | 49.8582
Data Communications
594 |  |  | Tv Outlet | 3 | 0% | 3 | EA | 7.256 | 21.7681 | 0.4 | 52 | 1.2 | 62.4 | 84.1681
595 |  |  | Data & Phone Outlet | 3 | 0% | 3 | EA | 7.256 | 21.7681 | 0.4 | 52 | 1.2 | 62.4 | 84.1681
|  |  | DIV.28 ELECTRONIC SAFETY & SECURITY | [11 empty] | 1964.772
[13 empty] | Labor/Hour | 52
Electronic Detection And Alarm
596 |  |  | Carbon Monoxide Detector | 4 | 0% | 4 | EA | 93.688 | 374.752 | 0.4 | 52 | 1.6 | 83.2 | 457.952
597 |  |  | Smoke Detector | 7 | 0% | 7 | EA | 148.18 | 1037.26 | 1.29 | 52 | 9.03 | 469.56 | 1506.82
|  |  | DIV.32 EXTERIOR IMPROVEMENTS | [11 empty] | 64029.4885
[13 empty] | Labor/Hour | 44
Site Works
598 |  |  | Tag: 2.6, Trench Or Area Drain Per Landscape Drawing | 1 | 0% | 1 | CY | 0 | 0 | 0.78 | 44 | 0.78 | 34.32 | 34.32
599 |  |  | Tag: 2.1, Plater Or Landscape Area | 5538 | 10% | 6091.8 | SF | 0.97512 | 5940.236 | 0.012 | 44 | 73.1016 | 3216.4704 | 9156.7064
600 |  |  | Tag: 2.4, Stone Pavers Over 1" Thick Sand Base Per Owners With Tight Fitting Joints Between Individual Units | 2684 | 10% | 2952.4 | SF | 6.4626 | 19080.0621 | 0.03 | 44 | 88.572 | 3897.168 | 22977.2301
601 |  |  | Tag: 2.7, Pea Gravel Per Landscape | 1787 | 10% | 1965.7 | SF | 3.0592 | 6013.4694 | 0.02 | 44 | 39.314 | 1729.816 | 7743.2854
602 |  |  | Tag: 4.1, 6'-0" High 8" Reinforced Cmu Site Wall Per Structural Drawings (Detail Are Not Given) | 311 | 10% | 342.1 | SF | 4.1108 | 1406.3047 | 0.078 | 44 | 26.6838 | 1174.0872 | 2580.3919
603 |  |  | Tag: 4.7, Low Retaining Wall Per Landscape (Detail Are Not Given) | 603 | 10% | 663.3 | SF | 4.1108 | 2726.6936 | 0.078 | 44 | 51.7374 | 2276.4456 | 5003.1392
604 |  |  | Schedule 40 Drain Pipe Routed To Daylight Or Pump As Accurs | 21.29 | 10% | 23.419 | LF | 20.2672 | 474.6376 | 0.144 | 44 | 3.3723 | 148.3828 | 623.0203
605 |  |  | Tag: 10.4, Gas Grill- (Final Selection By Owner) | 1 | 0% | 1 | EA | 4209.268 | 4209.268 | 2 | 44 | 2 | 88 | 4297.268
606 |  |  | Tag: 15.5,High Efficiency Nat. Gas Tankless Water Heater Per Sheet P1,1 With Ext. Relief Drain To 6" Above Planter | 2 | 0% | 2 | EA | 2237.04 | 4474.08 | 2.3 | 44 | 4.6 | 202.4 | 4676.48
607 |  |  | Tag: 5.2, Poll Protection Gate With Self Closing Hinges: 5'-0" High With Minimum 4" Spacing Between Vertical Balusters | 2 | 0% | 2 | EA | 114.72 | 229.44 | 1.2 | 44 | 2.4 | 105.6 | 335.04
608 |  |  | Drain | 1 | 0% | 1 | EA | 1151.024 | 1151.024 | 2 | 44 | 2 | 88 | 1239.024
Retainig Wall
609 |  |  | Row Lock Brick Cap | 21.95 | 10% | 24.145 | LF | 11.7588 | 283.9162 | 0.08 | 44 | 1.9316 | 84.9904 | 368.9066
610 |  |  | 8" Continuous Bond Beam | 44 | 10% | 48.4 | LF | 12.6192 | 610.7693 | 0.14 | 44 | 6.776 | 298.144 | 908.9133
611 |  |  | Cmu Wall | 110 | 10% | 121 | SF | 5.3536 | 647.7856 | 0.08 | 44 | 9.68 | 425.92 | 1073.7056
612 |  |  | Brick Veneer | 154 | 10% | 169.4 | SF | 11.7588 | 1991.9407 | 0.088 | 44 | 14.9072 | 655.9168 | 2647.8575
613 |  |  | Concrete Footing With Reinforced | 0.54 | 0% | 0.54 | CY | 516.24 | 278.7696 | 2.44 | 44 | 1.3176 | 57.9744 | 336.744
614 |  |  | Excavation For Footing | 0.8 | 0% | 0.8 | CY | 0 | 0 | 0.78 | 44 | 0.624 | 27.456 | 27.456
[11 empty] | Total Labor Hrs. | 5177.3255
| Trades Total | [13 empty] | 785836.1385
| Material Tax | [11 empty] | 8.6% |  | 67581.9079
| OH&P | [11 empty] | 25% |  | 196459.0346
| TOTALS | [13 empty] | 1049877.081
Notes for Clients
THIS EXCEL STATEMENT IS EDITABLE AND CAN BE MODIFIED AS REQUIRED.
CHANGE IN PERCENTAGES WILL CHANGE THE AMOUNT REFLECTING OF RESPECTIVE HEAD.
INSURANCE PERCENTAGES NEEDS TO BE ADDED.
PRICES OF LABOR AND MATERIALS ARE TAKEN FROM ONLINE MARKET RESOURCES AND CAN DIFFER FROM LOCAL VENDOR/SUPPLIER, RESPECTED CLIENTS ARE ADVISED TO DOUBLE CHECK TO MAKE SURE THE BID IS COMPETITIVE.
GENERAL REQUIREMENTS AND TEMPORARY SERVICES FEE AND TAX COST NEEDS TO BE ADDED.
SEPARATE PERMIT SHALL BE REQUIRED FOR SIGNS, FENCES, MOUNTED YARD LIGHTING FOUNDATIONS, HVAC UNITS, AND PLANTERS AS PER THE CITY NOTES.